## Key assumptions
Key Assumptions (For all countries) | [6 empty] | Currency | Category
Variable | PHS | LiB | CAES | Sources |  |  | $/kW (nominal) | CAPEX
End-of-life cost | 0 | 0.06366 | 0 | 1-70 |  |  | $/kW/yr (nominal) | OPEX
Discount rate | 0.05429 | 0.06085 | 0.05429 | 1-70 |  |  | % | Capacity factor
Round-trip efficiency | 66.87% | 85.76% | 55.27% | 1-70 |  |  | % | WACC
Lifetime (100% DoD) | 33250 | 6843.1607 | 18559.0129 | 1-70 |  |  | $/kW | CAPEX
Shelf life | 37.937 | 10.0686 | 25.832 | 1-70 |  |  | $/kWh | CAPEX(energy)
Time degradation | 0.01626 | 0.00642 | 0.00285 | 1-70 |  |  | $/kW-yr | OPEX
Cycle degradation | 0% | 0.565% | 0% | 1-70 |  |  | $/kWh | OPEX(energy)
Construction time | 1.2197 | 0.40937 | 0.81314 | 1-70 |  |  | $/kW | Replacement Cost
Discharge time | 21.3061 | 3.4937 | 11.1336 | 1-70 | Notes: Too high number, I will average it to 13h |  | $/kW | Replacement interval
Replacement Cost | 62.7256 | 0 | 50.2886 | 1-70 |  |  | % | End-of-life cost
Replacement interval | 3947.3848 | 1757.3973 | 789.477 | 1-70 |  |  | % | Discount rate
Capacity Factor | 54.17% | 14.56% | 41.67% | =Discharge Time/ 24 hours |  |  | % | Round-trip efficiency
Yearly cycles | 27 | 250-365 | 52 | 66, 67 |  |  | cycles | Lifetime (100% DoD)
Residual Factor | 0.061–0.072 | 0.087–0.237 | 0.066–0.087 | 66, 68 |  |  | years | Shelf life
Self-disharge | 0 |  |  | 34,35,47 |  |  | %/year | Time degradation
Energy Density | Not considered | [5 empty] | %/cycles | Cycle degradation
Temperature | Not considered | [5 empty] | years | Construction time
Density | Not considered | [5 empty] | hours | Discharge time
Response time | Not considered | [5 empty] | % | CAGR
Electricity costs | 0.055 | 0.055 | 0.055 |  | Notes: Keep them constant for less assumptions |  | tCO2/GWh | Emission
Lead time |  | 0.5 |  |  |  |  | % | Resource
[7 empty] | % | Learning expected rate
Model Assumptions (For all countries)
Variable | PHS | LiB | CAES | Sources
Emission | 327.5 | 59 | 45.26 |  | For all countries | (Succar & Williams, 2008) - Caes + plus inflation |  | (Rapier, 2022) | https://assets.publishing.service.gov.uk/media/5a78c436e5274a277e68f4ce/7379-decarb-carbon-capture-storage-progress.pdf
Resource
Learning expected rate

## Raw cost assumptions
Cost Assumptions (Country specific)
Technology | Variable | Country/region | Predicted Mean | Predicted Lower | Predicted Upper | Technology | Variable | Country/region | Predicted Mean | Predicted Lower | Predicted Upper
CAES | CAPEX | Global | 466.121 | 176.8613 | 495.4692 | PHS | Capacity factor | Australia | 12.8025 | 12.5613 | 12.9213
|  | United Kingdom | 1037.8363 | 869.9096 | 1213.318 |  |  | China | 13.4453 | 12.9675 | 13.7919
|  | United States | 1168.1862 | 997.3873 | 1999.5512 |  |  | Germany | 12.1743 | 11.8425 | 12.6746
| CAPEX(energy) | Global | 159.5251 | 41.5381 | 293 |  |  | India | 11.6389 | 11.4741 | 11.7144
|  | United States | 27.6299 | 3.2063 | 97.8714 |  |  | Japan | 13.0317 | 12.6724 | 13.477
| OPEX | Global | 3.3567 | 2.163 | 7.2212 |  |  | Portugal | 14.9118 | 13.5276 | 15.6546
|  | United States | 13.4341 | 11.4564 | 14.1218 |  |  | United Kingdom | 13.0398 | 12.705 | 13.6222
| OPEX(energy) | Global | 0.0018831 | 0.00097731 | 0.002163 |  |  | United States | 12.8025 | 12.5613 | 12.9213
|  | United States | 0.33351 | 0.0014406 | 0.44897 |  | CAPEX | Australia | 1609.6119 | 1545.6109 | 1694.9577
LiB | Capacity factor | Australia | 14.8866 | 14.6062 | 15.0247 |  |  | China | 966.8744 | 929.8531 | 1035.8348
|  | Chile | 14.6024 | 13.3991 | 15.0955 |  |  | Germany | 842.3274 | 562.0101 | 1287.2392
|  | China | 14.8866 | 14.6062 | 15.0247 |  |  | India | 885.8516 | 778.2052 | 933.4917
|  | Germany | 14.8866 | 14.6062 | 15.0247 |  |  | Japan | 1392.8604 | 1304.7612 | 1567.8093
|  | India | 14.8866 | 14.6062 | 15.0247 |  |  | Portugal | 1376.4013 | 1319.1319 | 1476.0557
|  | Japan | 14.8866 | 14.6062 | 15.0247 |  |  | United Kingdom | 1719.6637 | 1652.6659 | 1811.4744
|  | United Kingdom | 14.8866 | 14.6062 | 15.0247 |  |  | United States | 3832.5434 | 2896.5378 | 4582.1687
|  | United States | 14.8866 | 14.6062 | 15.0247 |  | CAPEX(energy) | United States | 136.9091 | 63.4254 | 440.8268
| CAPEX | Australia | 961.6497 | 666.2559 | 1160.8467 |  | OPEX | Australia | 37.6614 | 28.0293 | 45.3478
|  | Chile | 1325.1935 | 1115.9451 | 1411.5464 |  |  | China | 31.0341 | 29.7372 | 33.1585
|  | China | 676.1561 | 500.8228 | 785.2378 |  |  | Germany | 27.4695 | 18.0384 | 42.6123
|  | Germany | 1200.0205 | 1060.3534 | 1284.8819 |  |  | India | 16.9292 | 15.8913 | 17.5694
|  | Global | 459.8086 | 366.6201 | 761.4864 |  |  | Japan | 45.6837 | 41.9219 | 53.1723
|  | India | 1172.2757 | 1031.6998 | 1244.8733 |  |  | Portugal | 40.7491 | 38.3973 | 45.1644
|  | Japan | 2351.5074 | 1765.5907 | 3204.162 |  |  | United Kingdom | 40.6248 | 38.5419 | 43.613
|  | United Kingdom | 1070.2336 | 705.5059 | 1271.1581 |  |  | United States | 28.5367 | 26.25 | 30.7639
|  | United States | 1115.573 | 768.1041 | 1360.3364 |  | OPEX(energy) | United States | 0.33314 | 1.715e-06 | 0.44897
| CAPEX(energy) | Global | 296.4176 | 155.1665 | 437.0369 |  | WACC | Australia | 6.9849 | 6.2861 | 7.3244
|  | Global | 125.1566 | 120.0177 | 141.7926 |  |  | China | 6.1854 | 6.0689 | 6.2428
|  | India | 92.2808 | 26.2227 | 124.1832 |  |  | Germany | 5.4174 | 4.3941 | 5.9046
|  | United Kingdom | 105.902 | 77.7005 | 120.6393 |  |  | India | 7.358 | 7.3316 | 7.4882
|  | United States | 345.2892 | 286.7867 | 411.7646 |  |  | Japan | 4.1984 | 4.1203 | 4.2369
| OPEX | Australia | 9.4788 | 6.434 | 11.5318 |  |  | Portugal | 6.7559 | 6.051 | 7.1183
|  | Chile | 12.8596 | 11.646 | 14.0171 |  |  | United Kingdom | 5.3361 | 5.0644 | 5.5468
|  | China | 12.2285 | 7.1877 | 22.7726 |  |  | United States | 4.9901 | 2.5626 | 6.3516
|  | Germany | 11.8504 | 10.3891 | 12.7813
|  | Global | 6.5335 | 5.4074 | 6.9251
|  | India | 11.5354 | 9.9527 | 12.4313
|  | Japan | 27.1012 | 20.1641 | 36.05
|  | United Kingdom | 10.7937 | 7.5689 | 12.5885
|  | United States | 11.7811 | 9.4912 | 13.5102
| OPEX(energy) | Global | 6.5614 | 5.6943 | 7.0083
|  | United States | 0.33319 | 0.0002058 | 0.44897
| WACC | Australia | 7.1268 | 6.7617 | 7.4234
|  | Chile | 8.5162 | 8.332 | 8.5857
|  | China | 6.1746 | 5.764 | 6.4204
|  | Germany | 8.1623 | 7.3947 | 8.5309
|  | India | 11.2405 | 10.7274 | 12.0137
|  | Japan | 7.1264 | 6.5881 | 7.5193
|  | United Kingdom | 7.6387 | 7.3215 | 7.849
|  | United States | 6.38 | 3.592 | 7.6659

## Capacity per year (MWh)
Technology | Country | 1990 | 1991 | 1992 | 1993 | 1994 | 1995 | 1996 | 1997 | 1998 | 1999 | 2000 | 2001 | 2002 | 2003 | 2004 | 2005 | 2006 | 2007 | 2008 | 2009 | 2010 | 2011 | 2012 | 2013 | 2014 | 2015 | 2016 | 2017 | 2018 | 2019 | 2020 | 2021 | 2022 | 2023 | 2024 | 2025 | 2026 | 2027 | 2028 | 2029 | 2030
PHS | United Kingdom | 31772 | 31772 | 31772 | 31772 | 31772 | 31772 | 31772 | 31772 | 31772 | 31772 | 31772 | 31772 | 31772 | 31772 | 31772 | 31772 | 31772 | 31772 | 31772 | 31772 | 31772 | 31772 | 31772 | 31772 | 31772 | 33800 | 33800 | 33800 | 33800 | 33800 | 33800 | 33800 | 33800 | 33800 | 33800 | 33800 | 33800 | 33800 | 33800 | 33800 | 33800
LiB | United Kingdom | 0 | 0 | 0 | 0 | 0 | 0 | 0 | 0 | 0 | 0 | 0 | 0 | 0 | 0 | 0 | 0 | 0 | 0 | 0 | 0 | 0 | 0 | 0 | 0 | 0 | 0 | 0 | -65 | 90 | 245 | 400 | 590 | 860 | 1380 | 1990 | 2930 | 4490 | 5670 | 6870 | 8490 | 9720
CAES | United Kingdom | 0 | 0.0001 | 0.0001 | 0.0001 | 0.0001 | 0.0001 | 0.0001 | 0.0001 | 0.0001 | 0.0001 | 0.0001 | 0.0001 | 0.0001 | 0.0001 | 0.0001 | 0.0001 | 0.0001 | 0.0001 | 0.0001 | 0.0001 | 0.0001 | 0.0001 | 0.0001 | 0.0001 | 0.0001 | 0.0001 | 0.0001 | 0.0001 | 0.0001 | 0.0001 | 0.0001 | 0.0001 | 0.0001 | 0.0001 | 0.0001 | 0.0001 | 0.0001 | 0.0001 | 0.0001 | 0.0001 | 0
LiB | United States | 0 | 0 | 0 | 0 | 0 | 0 | 0 | 0 | 0 | 0 | 0 | 0 | 0 | 0 | 0 | 0 | 0 | 0 | 0 | 0 | 4 | 17 | 56 | 2 | 16 | 83 | 255 | 270 | 507 | 459 | 573 | 8437 | 11105 | 31156.8166 | 32891.4387 | 35111.685 | 38876.1467 | 47040.1376 | 56918.5665 | 68871.4654 | 83334.4731
PHS | United States | 249600 | 263900 | 263900 | 263900 | 263900 | 269100 | 274300 | 278200 | 278200 | 278200 | 278200 | 278200 | 278200 | 278200 | 278200 | 278200 | 278200 | 280800 | 280800 | 280800 | 240643 | 241657 | 242645 | 242918 | 244088 | 245258 | 247351 | 247767 | 248027 | 247325 | 250419 | 219245 | 216073 | 217672 | 219282.833 | 220905.5867 | 222540.3492 | 224187.2093 | 225846.2567 | 227517.5815 | 229201.2746
CAES | United States | 0 | 0 | 1000 | 1000 | 1000 | 1000 | 1000 | 1000 | 1000 | 1000 | 1000 | 1000 | 1000 | 1000 | 1000 | 1000 | 1000 | 1020 | 1020 | 1020 | 1020 | 1020 | 1020 | 1020 | 1020 | 1020 | 1020 | 1020 | 1020 | 1020 | 1020 | 1020 | 1000 | 1100 | 1100 | 4100 | 7100 | 23100 | 32340 | 42042 | 50450.4
LiB | China | 0 | 0 | 0 | 0 | 0 | 0 | 0 | 0 | 0 | 0 | 0 | 0 | 0 | 0 | 0 | 0 | 0 | 0 | 0 | 0 | 0 | 97.65 | 205.2 | 215.1 | 233.1 | 234 | 279.9 | 772.2 | 1273.5 | 3014.1 | 5577.3 | 12648.6 | 15304.806 | 18824.9114 | 23154.641 | 28480.2084 | 35030.6564 | 43087.7073 | 52997.88 | 65187.3924 | 80180.4927
PHS | China | 1300 | 1300 | 3900 | 7800 | 19500 | 19500 | 27300 | 40300 | 48100 | 67600 | 72800 | 74100 | 74100 | 74100 | 74100 | 81900 | 104000 | 117000 | 144300 | 204100 | 232700 | 253500 | 269100 | 279929 | 287430 | 299390 | 346970 | 382070 | 388700 | 393770 | 394160 | 473070 | 595270 | 662220 | 728442 | 815855.04 | 913757.6448 | 1023408.5622 | 1146217.5896 | 1283763.7004 | 1437815.3444
CAES | China | 0 | 0 | 0 | 0 | 0 | 0 | 0 | 0 | 0 | 0 | 0 | 0 | 0 | 0 | 0 | 0 | 0 | 0 | 0 | 0 | 0 | 0 | 0 |  | 0.5 | 0.5 | 0.5 | 40.5 | 40.5 | 40.5 | 40.5 | 40.5 | 340.5 | 340.5 | 7840.5 | 7840.5 | 7840.5 | 7840.5 | 7840.5 | 7840.5 | 7840.5
PHS | Brazil | 2488.2 | 2488.2 | 2488.2 | 2488.2 | 2488.2 | 2488.2 | 2488.2 | 2488.2 | 2488.2 | 2488.2 | 2488.2 | 2488.2 | 2488.2 | 2488.2 | 2488.2 | 2488.2 | 2488.2 | 2488.2 | 2488.2 | 2488.2 | 2488.2 | 2488.2 | 2488.2 | 2488.2 | 2488.2 | 2488.2 | 2488.2 | 2488.2 | 2488.2 | 2488.2 | 2488.2 | 2488.2 | 2488.2 | 2488.2 | 2488.2 | 2488.2 | 2488.2 | 2488.2 | 2488.2 | 2488.2 | 2488.2
LiB | Brazil | 0 | 0 | 0 | 0 | 0 | 0 | 0 | 0 | 0 | 0 | 0 | 0 | 0 | 0 | 0 | 0 | 0 | 0 | 0 | 41.9244 | 41.9244 | 41.9244 | 111.7984 | 111.7984 | 111.7984 | 153.7228 | 195.6472 | 111.7984 | 111.7984 | 111.7984 | 144.739 | 147.7336 | 150.7282 | 153.7228 | 156.7174 | 159.712 | 162.7066 | 165.7012 | 168.6958 | 171.6904 | 174.685
CAES | Brazil | 0.0001 | 0.0001 | 0.0001 | 0.0001 | 0.0001 | 0.0001 | 0.0001 | 0.0001 | 0.0001 | 0.0001 | 0.0001 | 0.0001 | 0.0001 | 0.0001 | 0.0001 | 0.0001 | 0.0001 | 0.0001 | 0.0001 | 0.0001 | 0.0001 | 0.0001 | 0.0001 | 0.0001 | 0.0001 | 0.0001 | 0.0001 | 0.0001 | 0.0001 | 0.0001 | 0.0001 | 0.0001 | 0.0001 | 0.0001 | 0.0001 | 0.0001 | 0.0001 | 0.0001 | 0.0001 | 0.0001 | 0.0001
PHS | Global | 508192.3229 | 518356.1693 | 528723.2927 | 539297.7586 | 550083.7137 | 561085.388 | 572307.0958 | 583753.2377 | 595428.3024 | 607336.8685 | 619483.6059 | 631873.278 | 644510.7435 | 657400.9584 | 670548.9776 | 683959.9571 | 697639.1563 | 711591.9394 | 725823.7782 | 740340.2537 | 755147.0588 | 770250 | 1386450 | 1400516 | 1423422 | 1454765 | 1520181 | 1557972 | 1564680 | 1567956 | 1724751.6 | 1897226.76 | 2086949.436 | 2295644.3796 | 2525208.8176 | 2777729.6993 | 3055502.6692 | 3361052.9362 | 3697158.2298 | 4066874.0528 | 4473561.458
LiB | Global | 19.102 | 23.4955 | 28.8994 | 35.5463 | 43.7219 | 53.778 | 66.1469 | 81.3607 | 100.0737 | 123.0906 | 151.4015 | 186.2238 | 229.0553 | 281.738 | 346.5378 | 426.2415 | 524.277 | 644.8607 | 793.1787 | 975.6098 | 1200 | 1846.7196 | 2271.4651 | 2793.9021 | 3436.4996 | 4226.8945 | 5199.0802 | 6394.8686 | 7865.6884 | 9674.7967 | 11900 | 21800 | 35200 | 67400 | 102000 | 134100 | 153200 | 170000 | 201400 | 237500 | 275100
CAES | Global | 2900 | 2900 | 3900 | 3900 | 3900 | 3900 | 3900 | 3900 | 3900 | 3900 | 3900 | 3900 | 3900 | 3900 | 3900 | 3900 | 3900 | 3920 | 3920 | 3920 | 3920 | 3920 | 3920 | 3920 | 3925 | 3925 | 3925 | 3953 | 3953 | 3953 | 3953 | 3953 | 4533 | 4633 | 21133 | 26133 | 29133 | 29133 | 29133 | 29133 | 29133
c

## Capacity per year (MW)
Technology | Country | 1990 | 1991 | 1992 | 1993 | 1994 | 1995 | 1996 | 1997 | 1998 | 1999 | 2000 | 2001 | 2002 | 2003 | 2004 | 2005 | 2006 | 2007 | 2008 | 2009 | 2010 | 2011 | 2012 | 2013 | 2014 | 2015 | 2016 | 2017 | 2018 | 2019 | 2020 | 2021 | 2022 | 2023 | 2024 | 2025 | 2026 | 2027 | 2028 | 2029 | 2030 | 2031 | 2032 | 2033 | 2034 | 2035 | 2036 | 2037 | 2038 | 2039 | 2040 | 2041 | 2042 | 2043 | 2044 | 2045 | 2046 | 2047 | 2048 | 2049 | 2050 | 2051 | 2052 | 2053 | 2054 | 2055 | 2056 | 2057 | 2058 | 2059 | 2060 | 2061 | 2062 | 2063 | 2064 | 2065 | 2066 | 2067 | 2068 | 2069 | 2070
PHS | UK | 1990: 2444; 1991: 2444; 1992: 2444; 1993: 2444; 1994: 2444; 1995: 2444; 1996: 2444; 1997: 2444; 1998: 2444; 1999: 2444; 2000: 2444; 2001: 2444; 2002: 2444; 2003: 2444; 2004: 2444; 2005: 2444; 2006: 2444; 2007: 2444; 2008: 2444; 2009: 2444; 2010: 2444; 2011: 2444; 2012: 2444; 2013: 2444; 2014: 2444; 2015: 2600; 2016: 2600; 2017: 2600; 2018: 2600; 2019: 2600; 2020: 2600; 2021: 2600; 2022: 2600; 2023: 2600; 2024: 2600; 2025: 2600; 2026: 2600; 2027: 2600; 2028: 2600; 2029: 2600; 2030: 2600
LOB | UK
CAES | UK | 1990: 0; 1991: 0; 1992: 0; 1993: 0; 1994: 0; 1995: 0; 1996: 0; 1997: 0; 1998: 0; 1999: 0; 2000: 0; 2001: 0; 2002: 0; 2003: 0; 2004: 0; 2005: 0; 2006: 0; 2007: 0; 2008: 0; 2009: 0; 2010: 0; 2011: 0; 2012: 0; 2013: 0; 2014: 0; 2015: 0; 2016: 0; 2017: 0; 2018: 0; 2019: 0; 2020: 0; 2021: 0; 2022: 0; 2023: 0
PHS | Chile | 1990: 0; 1991: 0; 1992: 0; 1993: 0; 1994: 0; 1995: 0; 1996: 0; 1997: 0; 1998: 0; 1999: 0; 2000: 0; 2001: 0; 2002: 0; 2003: 0; 2004: 0; 2005: 0; 2006: 0; 2007: 0; 2008: 0; 2009: 0; 2010: 0; 2011: 0; 2012: 0; 2013: 0; 2014: 0; 2015: 0; 2016: 0; 2017: 0; 2018: 0; 2019: 0; 2020: 0; 2021: 300; 2022: 300; 2023: 300; 2024: 300; 2025: 300; 2026: 300; 2027: 300; 2028: 300; 2029: 600; 2030: 1400
LOB | Chile | 1990: 0; 1991: 0; 1992: 0; 1993: 0; 1994: 0; 1995: 0; 1996: 0; 1997: 0; 1998: 0; 1999: 0; 2000: 0; 2001: 0; 2002: 0; 2003: 0; 2004: 0; 2005: 0; 2006: 0; 2007: 0; 2008: 0; 2009: 12; 2010: 12; 2011: 12; 2012: 32; 2013: 32; 2014: 32; 2015: 44; 2016: 56; 2017: 32; 2018: 32; 2019: 32; 2020: 41.4286; 2021: 42.2857; 2022: 43.1429; 2023: 44; 2024: 44.8571; 2025: 45.7143; 2026: 46.5714; 2027: 47.4286; 2028: 48.2857; 2029: 49.1429; 2030: 50
CAES | Chile | 1990: 0; 1991: 0; 1992: 0; 1993: 0; 1994: 0; 1995: 0; 1996: 0; 1997: 0; 1998: 0; 1999: 0; 2000: 0; 2001: 0; 2002: 0; 2003: 0; 2004: 0; 2005: 0; 2006: 0; 2007: 0; 2008: 0; 2009: 0; 2010: 0; 2011: 0; 2012: 0; 2013: 0; 2014: 0; 2015: 0; 2016: 0; 2017: 0; 2018: 0; 2019: 0; 2020: 0; 2021: 0; 2022: 0; 2023: 0; 2024: 0; 2025: 0; 2026: 599; 2027: 599; 2028: 599; 2029: 599; 2030: 599
PHS | Brazil | 1990: 191.4; 1991: 191.4; 1992: 191.4; 1993: 191.4; 1994: 191.4; 1995: 191.4; 1996: 191.4; 1997: 191.4; 1998: 191.4; 1999: 191.4; 2000: 191.4; 2001: 191.4; 2002: 191.4; 2003: 191.4; 2004: 191.4; 2005: 191.4; 2006: 191.4; 2007: 191.4; 2008: 191.4; 2009: 191.4; 2010: 191.4; 2011: 191.4; 2012: 191.4; 2013: 191.4; 2014: 191.4; 2015: 191.4; 2016: 191.4; 2017: 191.4; 2018: 191.4; 2019: 191.4; 2020: 191.4; 2021: 191.4; 2022: 191.4; 2023: 191.4; 2024: 191.4
LOB | Brazil
CAES | Brazil | 1990: 0; 1991: 0; 1992: 0; 1993: 0; 1994: 0; 1995: 0; 1996: 0; 1997: 0; 1998: 0; 1999: 0; 2000: 0; 2001: 0; 2002: 0; 2003: 0; 2004: 0; 2005: 0; 2006: 0; 2007: 0; 2008: 0; 2009: 0; 2010: 0; 2011: 0; 2012: 0; 2013: 0; 2014: 0; 2015: 0; 2016: 0; 2017: 0; 2018: 0; 2019: 0; 2020: 0; 2021: 0; 2022: 0; 2023: 0; 2024: 0; 2025: 0; 2026: 0; 2027: 0; 2028: 0; 2029: 0; 2030: 0
LOB | US | 1990: 0; 1991: 0; 1992: 0; 1993: 0; 1994: 0; 1995: 0; 1996: 0; 1997: 0; 1998: 0; 1999: 0; 2000: 0; 2001: 0; 2002: 0; 2003: 0; 2004: 0; 2005: 0; 2006: 0; 2007: 0; 2008: 0; 2009: 0; 2010: 4; 2011: 17; 2012: 65; 2013: 10; 2014: 26; 2015: 153; 2016: 198; 2017: 122; 2018: 222; 2019: 170; 2020: 491; 2021: 3252; 2022: 8425; 2023: 17836; 2024: 18829; 2025: 20100; 2026: 22255; 2027: 0; 2028: 0; 2029: 0; 2030: 0
PHS | US | 1990: 19200; 1991: 20300; 1992: 20300; 1993: 20300; 1994: 20300; 1995: 20700; 1996: 21100; 1997: 21400; 1998: 21400; 1999: 21400; 2000: 21400; 2001: 21400; 2002: 21400; 2003: 21400; 2004: 21400; 2005: 21400; 2006: 21400; 2007: 21600; 2008: 21600; 2009: 21600; 2010: 18511; 2011: 18589; 2012: 18665; 2013: 18686; 2014: 18776; 2015: 18866; 2016: 19027; 2017: 19059; 2018: 19079; 2019: 19025; 2020: 19263; 2021: 16865; 2022: 16621; 2023: 16744; 2024: 0; 2025: 0; 2026: 0; 2027: 0
CAES | US | 1990: 0; 1991: 0; 1992: 100; 1993: 100; 1994: 100; 1995: 100; 1996: 100; 1997: 100; 1998: 100; 1999: 100; 2000: 100; 2001: 100; 2002: 100; 2003: 100; 2004: 100; 2005: 100; 2006: 100; 2007: 102; 2008: 102; 2009: 102; 2010: 102; 2011: 102; 2012: 102; 2013: 102; 2014: 102; 2015: 102; 2016: 102; 2017: 102; 2018: 102; 2019: 102; 2020: 102; 2021: 102; 2022: 100; 2023: 110; 2024: 110; 2025: 410; 2026: 710; 2027: 710; 2028: 710; 2029: 710; 2030: 710
LOB | China
PHS | China | 1990: 100; 1991: 100; 1992: 300; 1993: 600; 1994: 1500; 1995: 1500; 1996: 2100; 1997: 3100; 1998: 3700; 1999: 5200; 2000: 5600; 2001: 5700; 2002: 5700; 2003: 5700; 2004: 5700; 2005: 6300; 2006: 8000; 2007: 9000; 2008: 11100; 2009: 15700; 2010: 17900; 2011: 19500; 2012: 20700; 2013: 21533; 2014: 22110; 2015: 23030; 2016: 26690; 2017: 29390; 2018: 29900; 2019: 30290; 2020: 30320; 2021: 36390; 2022: 45790; 2023: 50940; 2024: 0; 2025: 0; 2026: 0; 2027: 0; 2028: 0; 2029: 0; 2030: 0
CAES | China | 1990: 0; 1991: 0; 1992: 0; 1993: 0; 1994: 0; 1995: 0; 1996: 0; 1997: 0; 1998: 0; 1999: 0; 2000: 0; 2001: 0; 2002: 0; 2003: 0; 2004: 0; 2005: 0; 2006: 0; 2007: 0; 2008: 0; 2009: 0; 2010: 0; 2011: 0; 2012: 0; 2013: 0; 2014: 0.5; 2015: 0.5; 2016: 0.5; 2017: 3.3; 2018: 3.3; 2019: 3.3; 2020: 3.3; 2021: 3.3; 2022: 63.3; 2023: 63.3; 2024: 1313.3; 2025: 1313.3; 2026: 1313.3; 2027: 1313.3; 2028: 1313.3; 2029: 1313.3; 2030: 1313.3
PHS | Global | 2012: 106650; 2013: 107732; 2014: 109494; 2015: 111905; 2016: 116937; 2017: 119844; 2018: 120360; 2019: 120612; 2020: 122355; 2021: 125041; 2022: 134484; 2023: 139851
LOB | Global | 2014: 893; 2015: 1273.5; 2016: 1945.1; 2017: 2926; 2018: 6625; 2019: 9520; 2020: 12247
CAES | Global | 1990: 290; 1991: 290; 1992: 390; 1993: 390; 1994: 390; 1995: 390; 1996: 390; 1997: 390; 1998: 390; 1999: 390; 2000: 390; 2001: 390; 2002: 390; 2003: 390; 2004: 390; 2005: 390; 2006: 390; 2007: 392; 2008: 392; 2009: 392; 2010: 392; 2011: 392; 2012: 392; 2013: 392; 2014: 392.5; 2015: 392.5; 2016: 392.5; 2017: 395.3; 2018: 395.3; 2019: 395.3; 2020: 395.3; 2021: 395.3; 2022: 453.3; 2023: 463.3; 2024: 2113.3; 2025: 2613.3; 2026: 2913.3; 2027: 2913.3; 2028: 2913.3; 2029: 2913.3; 2030: 2913.3
CAES | Argentina | 1990: 0; 1991: 0; 1992: 0; 1993: 0; 1994: 0; 1995: 0; 1996: 0; 1997: 0; 1998: 0; 1999: 0; 2000: 0; 2001: 0; 2002: 0; 2003: 0; 2004: 0; 2005: 0; 2006: 0; 2007: 0; 2008: 0; 2009: 0; 2010: 0; 2011: 0; 2012: 0; 2013: 0; 2014: 0; 2015: 0; 2016: 0; 2017: 0; 2018: 0; 2019: 0; 2020: 0; 2021: 0; 2022: 0; 2023: 0; 2024: 0; 2025: 0; 2026: 0; 2027: 0; 2028: 0; 2029: 0; 2030: 0
LOB | Argentina
PHS | Argentina | 1990: 974; 1991: 974; 1992: 974; 1993: 974; 1994: 974; 1995: 974; 1996: 974; 1997: 974; 1998: 974; 1999: 974; 2000: 974; 2001: 974; 2002: 974; 2003: 974; 2004: 974; 2005: 974; 2006: 974; 2007: 974; 2008: 974; 2009: 974; 2010: 974; 2011: 974; 2012: 974; 2013: 974; 2014: 974; 2015: 974; 2016: 974; 2017: 974; 2018: 974; 2019: 974; 2020: 974; 2021: 974; 2022: 974; 2023: 974; 2024: 974; 2025: 974; 2026: 974; 2027: 974; 2028: 974; 2029: 974; 2030: 974

## CAGR
Technology | Scenario | Country | CAGR
PHS | Positive | United Kingdom | 0.11
PHS | Medium | United Kingdom | 0.098
PHS | Negative | United Kingdom | 0.032
CAES | Positive | United Kingdom | 0.113
CAES | Medium | United Kingdom | 0.054
CAES | Negative | United Kingdom | 0.005
LiB | Positive | United Kingdom | 0.12
LiB | Medium | United Kingdom | 0.057
LiB | Negative | United Kingdom | 0.042
PHS | Positive | Brazil | 0.047
PHS | Medium | Brazil | 0.047
PHS | Negative | Brazil | 0.032
CAES | Positive | Brazil | 0.113
CAES | Medium | Brazil | 0.054
CAES | Negative | Brazil | 0.005
LiB | Positive | Brazil | 0.245
LiB | Medium | Brazil | 0.165
LiB | Negative | Brazil | 0.08
PHS | Positive | United States | 0.13
PHS | Medium | United States | 0.075
PHS | Negative | United States | 0.056
CAES | Positive | United States | 0.207
CAES | Medium | United States | 0.0817
CAES | Negative | United States | 0.015
LiB | Positive | United States | 0.18
LiB | Medium | United States | 0.082
LiB | Negative | United States | 0.052
PHS | Positive | China | 0.24
PHS | Medium | China | 0.079
PHS | Negative | China | 0.068
CAES | Positive | China | 0.214
CAES | Medium | China | 0.0947
CAES | Negative | China | 0.05
LiB | Positive | China | 0.25
LiB | Medium | China | 0.1
LiB | Negative | China | 0.058

## Raw Assumptions
Variable | PHS | LiB | CAES
End-of-life cost | 0 | 0.06366 | 0
Discount rate | 0.05429 | 0.06085 | 0.05429
Round-trip efficiency | 0.66872 | 0.75755 | 0.55275
Lifetime (100% DoD) | 21817.5664 | 6843.1607 | 18559.0129
Shelf life | 37.937 | 10.0686 | 25.832
Time degradation | 0.01626 | 0.00642 | 0.00285
Cycle degradation | 0 | 0.00565 | 0
Construction time | 1.2197 | 0.40937 | 0.81314
Discharge time | 21.3061 | 3.4937 | 11.1336
Replacement Cost | 62.7256 | 0 | 50.2886
Replacement interval | 3947.3848 | 1757.3973 | 789.477
Capacity Factor | 0.54167 | 0.14557 | 0.41667
Yearly cycles | 27 | 250-365 | 52
Residual Factor | 0.061–0.072 | 0.087–0.237 | 0.066–0.087
Self-disharge | 0 | 0 | 0
Energy Density | Not considered | Not considered | Not considered
Temperature | Not considered | Not considered | Not considered
Density | Not considered | Not considered | Not considered
Response time | Not considered | Not considered | Not considered
Electricity Costs | 0.055 | 0.055 | 0.055
DOD | 100% | 100% | 100%

## All data
Country/region | Currency | Technology | Category | Source | Year | Low | Mid | High
China | $/kW (nominal) | PHS | CAPEX | 1 | 2018 (1H) | 508.1176 | 887.0957 | 1493.967
Australia | $/kW (nominal) | PHS | CAPEX | 1 | 2018 (1H) | 761.8293 | 1330.0373 | 2239.9286
United States | $/kW (nominal) | PHS | CAPEX | 1 | 2018 (1H) | 770.1691 | 1344.5981 | 2264.4507
Germany | $/kW (nominal) | PHS | CAPEX | 1 | 2018 (1H) | 897.3192 | 1281.1858 | 1665.0524
Japan | $/kW (nominal) | PHS | CAPEX | 1 | 2018 (1H) | 900.2495 | 1571.6981 | 2646.9131
India | $/kW (nominal) | PHS | CAPEX | 1 | 2018 (1H) | 1024.9464 | 1153.0647 | 1281.183
United Kingdom | $/kW (nominal) | PHS | CAPEX | 1 | 2018 (1H) | 1145.0239 | 1634.0717 | 2595.2139
China | $/kW (nominal) | PHS | CAPEX | 1 | 2018 (2H) | 508.1175 | 887.0956 | 1493.9669
Australia | $/kW (nominal) | PHS | CAPEX | 1 | 2018 (2H) | 761.8289 | 1330.0367 | 2239.9286
United States | $/kW (nominal) | PHS | CAPEX | 1 | 2018 (2H) | 770.1691 | 1344.5975 | 2264.4507
Germany | $/kW (nominal) | PHS | CAPEX | 1 | 2018 (2H) | 897.3192 | 1281.1862 | 1665.0529
Japan | $/kW (nominal) | PHS | CAPEX | 1 | 2018 (2H) | 900.2495 | 1571.6981 | 2646.9131
India | $/kW (nominal) | PHS | CAPEX | 1 | 2018 (2H) | 1024.9464 | 1153.0647 | 1281.183
United Kingdom | $/kW (nominal) | PHS | CAPEX | 1 | 2018 (2H) | 1145.024 | 1634.072 | 2595.2141
China | $/kW (nominal) | PHS | CAPEX | 1 | 2019 (1H) | 504.3683 | 880.55 | 1482.9435
Australia | $/kW (nominal) | PHS | CAPEX | 1 | 2019 (1H) | 760.0904 | 1327.0016 | 2234.8172
Germany | $/kW (nominal) | PHS | CAPEX | 1 | 2019 (1H) | 881.1155 | 1258.0507 | 1634.9856
Japan | $/kW (nominal) | PHS | CAPEX | 1 | 2019 (1H) | 900.5962 | 1572.3034 | 2647.9324
India | $/kW (nominal) | PHS | CAPEX | 1 | 2019 (1H) | 1033.9465 | 1163.1898 | 1292.4331
United Kingdom | $/kW (nominal) | PHS | CAPEX | 1 | 2019 (1H) | 1122.5725 | 1602.0314 | 2544.3275
Portugal | $/kW (nominal) | PHS | CAPEX | 1 | 2019 (1H) | 1242.2894 | 1307.6732 | 1373.0567
United States | $/kW (nominal) | PHS | CAPEX | 1 | 2019 (1H) | 1756.2205 | 4261.2862 | 6668.2889
China | $/kW (nominal) | PHS | CAPEX | 1 | 2019 (2H) | 504.3683 | 880.55 | 1482.9435
Australia | $/kW (nominal) | PHS | CAPEX | 1 | 2019 (2H) | 760.0904 | 1327.0016 | 2234.8172
Germany | $/kW (nominal) | PHS | CAPEX | 1 | 2019 (2H) | 881.1156 | 1258.0506 | 1634.9856
Japan | $/kW (nominal) | PHS | CAPEX | 1 | 2019 (2H) | 900.5962 | 1572.3034 | 2647.9324
India | $/kW (nominal) | PHS | CAPEX | 1 | 2019 (2H) | 1033.9465 | 1163.1898 | 1292.4331
United Kingdom | $/kW (nominal) | PHS | CAPEX | 1 | 2019 (2H) | 1122.5726 | 1602.0313 | 2544.3274
Portugal | $/kW (nominal) | PHS | CAPEX | 1 | 2019 (2H) | 1242.2895 | 1307.6731 | 1373.0568
United States | $/kW (nominal) | PHS | CAPEX | 1 | 2019 (2H) | 1756.2205 | 4261.2862 | 6668.2889
China | $/kW (nominal) | PHS | CAPEX | 1 | 2020 (1H) | 561.9851 | 981.1401 | 1652.3482
Australia | $/kW (nominal) | PHS | CAPEX | 1 | 2020 (1H) | 852.2399 | 1487.8806 | 2505.7551
Japan | $/kW (nominal) | PHS | CAPEX | 1 | 2020 (1H) | 962.1132 | 1679.7026 | 2828.8046
Germany | $/kW (nominal) | PHS | CAPEX | 1 | 2020 (1H) | 963.6671 | 1375.9171 | 1788.1671
India | $/kW (nominal) | PHS | CAPEX | 1 | 2020 (1H) | 1237.8719 | 1392.6059 | 1547.3399
United Kingdom | $/kW (nominal) | PHS | CAPEX | 1 | 2020 (1H) | 1242.6431 | 1773.3847 | 2816.4689
Portugal | $/kW (nominal) | PHS | CAPEX | 1 | 2020 (1H) | 1457.9963 | 1534.7329 | 1611.4696
United States | $/kW (nominal) | PHS | CAPEX | 1 | 2020 (1H) | 1970 | 4780 | 7480
China | $/kW (nominal) | PHS | CAPEX | 1 | 2020 (2H) | 569.6681 | 994.5534 | 1674.9376
Australia | $/kW (nominal) | PHS | CAPEX | 1 | 2020 (2H) | 887.2576 | 1549.0161 | 2608.7142
Japan | $/kW (nominal) | PHS | CAPEX | 1 | 2020 (2H) | 987.4892 | 1724.0053 | 2903.4152
Germany | $/kW (nominal) | PHS | CAPEX | 1 | 2020 (2H) | 1014.2087 | 1448.08 | 1881.9513
India | $/kW (nominal) | PHS | CAPEX | 1 | 2020 (2H) | 1186.0933 | 1334.3549 | 1482.6166
United Kingdom | $/kW (nominal) | PHS | CAPEX | 1 | 2020 (2H) | 1234.9447 | 1762.3983 | 2799.0204
Portugal | $/kW (nominal) | PHS | CAPEX | 1 | 2020 (2H) | 1534.464 | 1615.2253 | 1695.9865
United States | $/kW (nominal) | PHS | CAPEX | 1 | 2020 (2H) | 1970 | 4780 | 7480
China | $/kW (nominal) | PHS | CAPEX | 1 | 2021 (1H) | 602.9447 | 1052.6494 | 1772.7777
Australia | $/kW (nominal) | PHS | CAPEX | 1 | 2021 (1H) | 932.6435 | 1628.253 | 2742.1577
Japan | $/kW (nominal) | PHS | CAPEX | 1 | 2021 (1H) | 1008.1925 | 1760.15 | 2964.2869
Germany | $/kW (nominal) | PHS | CAPEX | 1 | 2021 (1H) | 1047.3632 | 1495.4177 | 1943.4723
United Kingdom | $/kW (nominal) | PHS | CAPEX | 1 | 2021 (1H) | 1285.8959 | 1835.1111 | 2914.5021
Portugal | $/kW (nominal) | PHS | CAPEX | 1 | 2021 (1H) | 1584.6256 | 1668.027 | 1751.4283
United States | $/kW (nominal) | PHS | CAPEX | 1 | 2021 (1H) | 1970 | 4780 | 7480
China | $/kW (nominal) | PHS | CAPEX | 1 | 2021 (2H) | 773.898 | 928.6776 | 1793.9057
Australia | $/kW (nominal) | PHS | CAPEX | 1 | 2021 (2H) | 925.0695 | 1615.0299 | 2719.8887
Japan | $/kW (nominal) | PHS | CAPEX | 1 | 2021 (2H) | 952.4108 | 1662.7637 | 2800.2776
Germany | $/kW (nominal) | PHS | CAPEX | 1 | 2021 (2H) | 1031.07 | 1472.1545 | 1913.239
United Kingdom | $/kW (nominal) | PHS | CAPEX | 1 | 2021 (2H) | 1327.4628 | 1894.4315 | 3008.714
Portugal | $/kW (nominal) | PHS | CAPEX | 1 | 2021 (2H) | 1559.9746 | 1642.0786 | 1724.1825
United States | $/kW (nominal) | PHS | CAPEX | 1 | 2021 (2H) | 1970 | 4780 | 7480
China | $/kW (nominal) | PHS | CAPEX | 1 | 2022 (1H) | 784.6584 | 886.0362 | 1711.5364
Australia | $/kW (nominal) | PHS | CAPEX | 1 | 2022 (1H) | 895.1898 | 1562.8646 | 2632.0365
Japan | $/kW (nominal) | PHS | CAPEX | 1 | 2022 (1H) | 917.4049 | 1601.6487 | 2697.3532
Germany | $/kW (nominal) | PHS | CAPEX | 1 | 2022 (1H) | 984.8731 | 1406.1948 | 1827.5165
United Kingdom | $/kW (nominal) | PHS | CAPEX | 1 | 2022 (1H) | 1285.7231 | 1834.8646 | 2914.1105
Portugal | $/kW (nominal) | PHS | CAPEX | 1 | 2022 (1H) | 1490.0801 | 1568.5054 | 1646.9307
United States | $/kW (nominal) | PHS | CAPEX | 1 | 2022 (1H) | 1970 | 4780 | 7480
China | $/kW (nominal) | PHS | CAPEX | 1 | 2022 (2H) | 741.2569 | 837.0273 | 1616.8669
Japan | $/kW (nominal) | PHS | CAPEX | 1 | 2022 (2H) | 775.0396 | 1353.1007 | 2278.7709
Germany | $/kW (nominal) | PHS | CAPEX | 1 | 2022 (2H) | 893.4596 | 1275.6753 | 1657.8911
Australia | $/kW (nominal) | PHS | CAPEX | 1 | 2022 (2H) | 929.2798 | 1622.3805 | 2732.2679
United Kingdom | $/kW (nominal) | PHS | CAPEX | 1 | 2022 (2H) | 1157.8354 | 1652.355 | 2624.251
Portugal | $/kW (nominal) | PHS | CAPEX | 1 | 2022 (2H) | 1351.7747 | 1422.9207 | 1494.0668
United States | $/kW (nominal) | PHS | CAPEX | 1 | 2022 (2H) | 1970 | 4780 | 7480
Germany | $/kW (nominal) | PHS | CAPEX | 1 | 2023 (1H) | 450.3305 | 500.3673 | 550.404
China | $/kW (nominal) | PHS | CAPEX | 1 | 2023 (1H) | 715.0109 | 807.3904 | 1559.6179
Japan | $/kW (nominal) | PHS | CAPEX | 1 | 2023 (1H) | 772.5835 | 1348.8127 | 2271.5495
Australia | $/kW (nominal) | PHS | CAPEX | 1 | 2023 (1H) | 905.0651 | 1580.1053 | 2661.0717
United Kingdom | $/kW (nominal) | PHS | CAPEX | 1 | 2023 (1H) | 1152.9523 | 1645.3864 | 2613.1836
Portugal | $/kW (nominal) | PHS | CAPEX | 1 | 2023 (1H) | 1309.8778 | 1455.4198 | 1600.9618
United States | $/kW (nominal) | PHS | CAPEX | 1 | 2023 (1H) | 1970 | 4780 | 7480
Germany | $/kW (nominal) | PHS | CAPEX | 1 | 2023 (2H) | 467.146 | 519.0511 | 570.9563
China | $/kW (nominal) | PHS | CAPEX | 1 | 2023 (2H) | 696.2431 | 786.1977 | 1518.6805
Japan | $/kW (nominal) | PHS | CAPEX | 1 | 2023 (2H) | 738.7207 | 1289.6935 | 2171.9861
Australia | $/kW (nominal) | PHS | CAPEX | 1 | 2023 (2H) | 888.5273 | 1551.2329 | 2612.4475
United Kingdom | $/kW (nominal) | PHS | CAPEX | 1 | 2023 (2H) | 1215.9552 | 1735.2983 | 2755.9805
Portugal | $/kW (nominal) | PHS | CAPEX | 1 | 2023 (2H) | 1358.7891 | 1509.7656 | 1660.7422
United States | $/kW (nominal) | PHS | CAPEX | 1 | 2023 (2H) | 1970 | 4780 | 7480
India | $/kW/yr (nominal) | PHS | OPEX | 1 | 2018 (1H) | 23.5461 | 23.5461 | 23.5461
China | $/kW/yr (nominal) | PHS | OPEX | 1 | 2018 (1H) | 29.7489 | 29.7489 | 29.7489
Germany | $/kW/yr (nominal) | PHS | OPEX | 1 | 2018 (1H) | 40.6637 | 40.6637 | 40.6637
United Kingdom | $/kW/yr (nominal) | PHS | OPEX | 1 | 2018 (1H) | 42.3169 | 42.3169 | 42.3169
United States | $/kW/yr (nominal) | PHS | OPEX | 1 | 2018 (1H) | 42.5543 | 42.5543 | 42.5543
Australia | $/kW/yr (nominal) | PHS | OPEX | 1 | 2018 (1H) | 42.5718 | 42.5718 | 42.5718
Japan | $/kW/yr (nominal) | PHS | OPEX | 1 | 2018 (1H) | 52.0026 | 52.0026 | 52.0026
India | $/kW/yr (nominal) | PHS | OPEX | 1 | 2018 (2H) | 23.5461 | 23.5461 | 23.5461
China | $/kW/yr (nominal) | PHS | OPEX | 1 | 2018 (2H) | 29.7489 | 29.7489 | 29.7489
Germany | $/kW/yr (nominal) | PHS | OPEX | 1 | 2018 (2H) | 40.6635 | 40.6635 | 40.6635
United Kingdom | $/kW/yr (nominal) | PHS | OPEX | 1 | 2018 (2H) | 42.3166 | 42.3166 | 42.3166
United States | $/kW/yr (nominal) | PHS | OPEX | 1 | 2018 (2H) | 42.5543 | 42.5543 | 42.5543
Australia | $/kW/yr (nominal) | PHS | OPEX | 1 | 2018 (2H) | 42.5718 | 42.5718 | 42.5718
Japan | $/kW/yr (nominal) | PHS | OPEX | 1 | 2018 (2H) | 52.0026 | 52.0026 | 52.0026
United States | $/kW/yr (nominal) | PHS | OPEX | 1 | 2019 (1H) | 5.5361 | 32.0042 | 52.2409
India | $/kW/yr (nominal) | PHS | OPEX | 1 | 2019 (1H) | 23.7529 | 23.7529 | 23.7529
China | $/kW/yr (nominal) | PHS | OPEX | 1 | 2019 (1H) | 29.5294 | 29.5294 | 29.5294
Portugal | $/kW/yr (nominal) | PHS | OPEX | 1 | 2019 (1H) | 35.7999 | 37.6841 | 39.5683
Germany | $/kW/yr (nominal) | PHS | OPEX | 1 | 2019 (1H) | 39.9292 | 39.9292 | 39.9292
United Kingdom | $/kW/yr (nominal) | PHS | OPEX | 1 | 2019 (1H) | 41.4868 | 41.4868 | 41.4868
Australia | $/kW/yr (nominal) | PHS | OPEX | 1 | 2019 (1H) | 42.4747 | 42.4747 | 42.4747
Japan | $/kW/yr (nominal) | PHS | OPEX | 1 | 2019 (1H) | 52.0226 | 52.0226 | 52.0226
United States | $/kW/yr (nominal) | PHS | OPEX | 1 | 2019 (2H) | 5.5361 | 32.0042 | 52.2409
India | $/kW/yr (nominal) | PHS | OPEX | 1 | 2019 (2H) | 23.7529 | 23.7529 | 23.7529
China | $/kW/yr (nominal) | PHS | OPEX | 1 | 2019 (2H) | 29.5294 | 29.5294 | 29.5294
Portugal | $/kW/yr (nominal) | PHS | OPEX | 1 | 2019 (2H) | 35.7999 | 37.6841 | 39.5683
Germany | $/kW/yr (nominal) | PHS | OPEX | 1 | 2019 (2H) | 39.9292 | 39.9292 | 39.9292
United Kingdom | $/kW/yr (nominal) | PHS | OPEX | 1 | 2019 (2H) | 41.4869 | 41.4869 | 41.4869
Australia | $/kW/yr (nominal) | PHS | OPEX | 1 | 2019 (2H) | 42.4746 | 42.4746 | 42.4746
Japan | $/kW/yr (nominal) | PHS | OPEX | 1 | 2019 (2H) | 52.0226 | 52.0226 | 52.0226
United States | $/kW/yr (nominal) | PHS | OPEX | 1 | 2020 (1H) | 6.21 | 35.9 | 58.6
India | $/kW/yr (nominal) | PHS | OPEX | 1 | 2020 (1H) | 26.2105 | 26.2105 | 26.2105
China | $/kW/yr (nominal) | PHS | OPEX | 1 | 2020 (1H) | 32.1592 | 32.1592 | 32.1592
Portugal | $/kW/yr (nominal) | PHS | OPEX | 1 | 2020 (1H) | 44.2044 | 46.531 | 48.8575
Germany | $/kW/yr (nominal) | PHS | OPEX | 1 | 2020 (1H) | 45.0322 | 45.0322 | 45.0322
United Kingdom | $/kW/yr (nominal) | PHS | OPEX | 1 | 2020 (1H) | 46.6773 | 46.6773 | 46.6773
Australia | $/kW/yr (nominal) | PHS | OPEX | 1 | 2020 (1H) | 47.5795 | 47.5795 | 47.5795
Japan | $/kW/yr (nominal) | PHS | OPEX | 1 | 2020 (1H) | 58.9687 | 58.9687 | 58.9687
United States | $/kW/yr (nominal) | PHS | OPEX | 1 | 2020 (2H) | 6.21 | 35.9 | 58.6
India | $/kW/yr (nominal) | PHS | OPEX | 1 | 2020 (2H) | 25.1141 | 25.1141 | 25.1141
China | $/kW/yr (nominal) | PHS | OPEX | 1 | 2020 (2H) | 32.5988 | 32.5988 | 32.5988
United Kingdom | $/kW/yr (nominal) | PHS | OPEX | 1 | 2020 (2H) | 46.3882 | 46.3882 | 46.3882
Portugal | $/kW/yr (nominal) | PHS | OPEX | 1 | 2020 (2H) | 46.5228 | 48.9714 | 51.4199
Germany | $/kW/yr (nominal) | PHS | OPEX | 1 | 2020 (2H) | 47.394 | 47.394 | 47.394
Australia | $/kW/yr (nominal) | PHS | OPEX | 1 | 2020 (2H) | 49.5345 | 49.5345 | 49.5345
Japan | $/kW/yr (nominal) | PHS | OPEX | 1 | 2020 (2H) | 60.524 | 60.524 | 60.524
United States | $/kW/yr (nominal) | PHS | OPEX | 1 | 2021 (1H) | 6.2 | 35.9 | 58.6
China | $/kW/yr (nominal) | PHS | OPEX | 1 | 2021 (1H) | 34.6859 | 34.6859 | 34.6859
United Kingdom | $/kW/yr (nominal) | PHS | OPEX | 1 | 2021 (1H) | 48.076 | 48.076 | 48.076
Portugal | $/kW/yr (nominal) | PHS | OPEX | 1 | 2021 (1H) | 48.2253 | 50.7635 | 53.3016
Germany | $/kW/yr (nominal) | PHS | OPEX | 1 | 2021 (1H) | 49.0185 | 49.0185 | 49.0185
Australia | $/kW/yr (nominal) | PHS | OPEX | 1 | 2021 (1H) | 52.4024 | 52.4024 | 52.4024
Japan | $/kW/yr (nominal) | PHS | OPEX | 1 | 2021 (1H) | 62.1772 | 62.1772 | 62.1772
Japan | $/kW/yr (nominal) | PHS | OPEX | 1 | 2021 (2H) | 58.9687 | 58.9687 | 58.9687
United States | $/kW/yr (nominal) | PHS | OPEX | 1 | 2021 (2H) | 6.2 | 35.9 | 58.6
China | $/kW/yr (nominal) | PHS | OPEX | 1 | 2021 (2H) | 36.4129 | 36.4129 | 36.4129
Portugal | $/kW/yr (nominal) | PHS | OPEX | 1 | 2021 (2H) | 48.1122 | 50.6444 | 53.1767
Germany | $/kW/yr (nominal) | PHS | OPEX | 1 | 2021 (2H) | 48.7657 | 48.7657 | 48.7657
United Kingdom | $/kW/yr (nominal) | PHS | OPEX | 1 | 2021 (2H) | 50.1227 | 50.1227 | 50.1227
Australia | $/kW/yr (nominal) | PHS | OPEX | 1 | 2021 (2H) | 52.4322 | 52.4322 | 52.4322
Japan | $/kW/yr (nominal) | PHS | OPEX | 1 | 2021 (2H) | 59.4391 | 59.4391 | 59.4391
United States | $/kW/yr (nominal) | PHS | OPEX | 1 | 2022 (1H) | 6.2 | 35.9 | 58.6
China | $/kW/yr (nominal) | PHS | OPEX | 1 | 2022 (1H) | 36.8289 | 36.8289 | 36.8289
Portugal | $/kW/yr (nominal) | PHS | OPEX | 1 | 2022 (1H) | 45.7002 | 48.1055 | 50.5107
Germany | $/kW/yr (nominal) | PHS | OPEX | 1 | 2022 (1H) | 46.3553 | 46.3553 | 46.3553
United Kingdom | $/kW/yr (nominal) | PHS | OPEX | 1 | 2022 (1H) | 48.466 | 48.466 | 48.466
Australia | $/kW/yr (nominal) | PHS | OPEX | 1 | 2022 (1H) | 50.3649 | 50.3649 | 50.3649
Japan | $/kW/yr (nominal) | PHS | OPEX | 1 | 2022 (1H) | 57.1038 | 57.1038 | 57.1038
United States | $/kW/yr (nominal) | PHS | OPEX | 1 | 2022 (2H) | 6.2 | 35.9 | 58.6
China | $/kW/yr (nominal) | PHS | OPEX | 1 | 2022 (2H) | 34.6443 | 34.6443 | 34.6443
Portugal | $/kW/yr (nominal) | PHS | OPEX | 1 | 2022 (2H) | 39.7756 | 41.869 | 43.9625
Germany | $/kW/yr (nominal) | PHS | OPEX | 1 | 2022 (2H) | 41.0952 | 41.0952 | 41.0952
United Kingdom | $/kW/yr (nominal) | PHS | OPEX | 1 | 2022 (2H) | 41.712 | 41.712 | 41.712
Australia | $/kW/yr (nominal) | PHS | OPEX | 1 | 2022 (2H) | 47.4203 | 47.4203 | 47.4203
Japan | $/kW/yr (nominal) | PHS | OPEX | 1 | 2022 (2H) | 47.6854 | 47.6854 | 47.6854
United States | $/kW/yr (nominal) | PHS | OPEX | 1 | 2023 (1H) | 6.2 | 35.9 | 58.6
Germany | $/kW/yr (nominal) | PHS | OPEX | 1 | 2023 (1H) | 14.2514 | 15.8349 | 17.4183
China | $/kW/yr (nominal) | PHS | OPEX | 1 | 2023 (1H) | 33.1561 | 33.1561 | 33.1561
Portugal | $/kW/yr (nominal) | PHS | OPEX | 1 | 2023 (1H) | 37.8035 | 42.0038 | 46.2042
United Kingdom | $/kW/yr (nominal) | PHS | OPEX | 1 | 2023 (1H) | 42.1446 | 42.1446 | 42.1446
Australia | $/kW/yr (nominal) | PHS | OPEX | 1 | 2023 (1H) | 45.5641 | 45.5641 | 45.5641
Japan | $/kW/yr (nominal) | PHS | OPEX | 1 | 2023 (1H) | 47.0777 | 47.0777 | 47.0777
United States | $/kW/yr (nominal) | PHS | OPEX | 1 | 2023 (2H) | 6.2 | 35.9 | 58.6
Germany | $/kW/yr (nominal) | PHS | OPEX | 1 | 2023 (2H) | 14.7795 | 16.4217 | 18.0639
China | $/kW/yr (nominal) | PHS | OPEX | 1 | 2023 (2H) | 32.024 | 32.024 | 32.024
Portugal | $/kW/yr (nominal) | PHS | OPEX | 1 | 2023 (2H) | 39.2604 | 43.6226 | 47.9849
Japan | $/kW/yr (nominal) | PHS | OPEX | 1 | 2023 (2H) | 43.6134 | 43.6134 | 43.6134
Australia | $/kW/yr (nominal) | PHS | OPEX | 1 | 2023 (2H) | 44.4891 | 44.4891 | 44.4891
United Kingdom | $/kW/yr (nominal) | PHS | OPEX | 1 | 2023 (2H) | 44.8255 | 44.8255 | 44.8255
United States | % | PHS | Capacity factor | 1 | 2018 (1H) | 9 | 13 | 21
Australia | % | PHS | Capacity factor | 1 | 2018 (1H) | 9 | 13 | 21
China | % | PHS | Capacity factor | 1 | 2018 (1H) | 9 | 13 | 21
India | % | PHS | Capacity factor | 1 | 2018 (1H) | 9 | 13 | 21
Japan | % | PHS | Capacity factor | 1 | 2018 (1H) | 9 | 13 | 21
Germany | % | PHS | Capacity factor | 1 | 2018 (1H) | 9 | 13 | 21
United Kingdom | % | PHS | Capacity factor | 1 | 2018 (1H) | 9 | 13 | 21
United States | % | PHS | Capacity factor | 1 | 2018 (2H) | 9 | 13 | 21
Australia | % | PHS | Capacity factor | 1 | 2018 (2H) | 9 | 13 | 21
China | % | PHS | Capacity factor | 1 | 2018 (2H) | 9 | 13 | 21
India | % | PHS | Capacity factor | 1 | 2018 (2H) | 9 | 13 | 21
Japan | % | PHS | Capacity factor | 1 | 2018 (2H) | 9 | 13 | 21
Germany | % | PHS | Capacity factor | 1 | 2018 (2H) | 9 | 13 | 21
United Kingdom | % | PHS | Capacity factor | 1 | 2018 (2H) | 9 | 13 | 21
Portugal | % | PHS | Capacity factor | 1 | 2018 (2H) | 10 | 17 | 24
United States | % | PHS | Capacity factor | 1 | 2019 (1H) | 9 | 13 | 21
Australia | % | PHS | Capacity factor | 1 | 2019 (1H) | 9 | 13 | 21
China | % | PHS | Capacity factor | 1 | 2019 (1H) | 9 | 13 | 21
India | % | PHS | Capacity factor | 1 | 2019 (1H) | 9 | 13 | 21
Japan | % | PHS | Capacity factor | 1 | 2019 (1H) | 9 | 13 | 21
Germany | % | PHS | Capacity factor | 1 | 2019 (1H) | 9 | 13 | 21
United Kingdom | % | PHS | Capacity factor | 1 | 2019 (1H) | 9 | 13 | 21
Portugal | % | PHS | Capacity factor | 1 | 2019 (1H) | 10 | 17 | 24
United States | % | PHS | Capacity factor | 1 | 2019 (2H) | 9 | 13 | 21
Australia | % | PHS | Capacity factor | 1 | 2019 (2H) | 9 | 13 | 21
China | % | PHS | Capacity factor | 1 | 2019 (2H) | 9 | 13 | 21
India | % | PHS | Capacity factor | 1 | 2019 (2H) | 9 | 13 | 21
Japan | % | PHS | Capacity factor | 1 | 2019 (2H) | 9 | 13 | 21
Germany | % | PHS | Capacity factor | 1 | 2019 (2H) | 9 | 13 | 21
United Kingdom | % | PHS | Capacity factor | 1 | 2019 (2H) | 9 | 13 | 21
Portugal | % | PHS | Capacity factor | 1 | 2019 (2H) | 10 | 17 | 24
United States | % | PHS | Capacity factor | 1 | 2020 (1H) | 9 | 13 | 21
Australia | % | PHS | Capacity factor | 1 | 2020 (1H) | 9 | 13 | 21
China | % | PHS | Capacity factor | 1 | 2020 (1H) | 9 | 13 | 21
India | % | PHS | Capacity factor | 1 | 2020 (1H) | 9 | 13 | 21
Japan | % | PHS | Capacity factor | 1 | 2020 (1H) | 9 | 13 | 21
Germany | % | PHS | Capacity factor | 1 | 2020 (1H) | 9 | 13 | 21
United Kingdom | % | PHS | Capacity factor | 1 | 2020 (1H) | 9 | 13 | 21
Portugal | % | PHS | Capacity factor | 1 | 2020 (1H) | 10 | 17 | 24
United States | % | PHS | Capacity factor | 1 | 2020 (2H) | 9 | 13 | 21
Australia | % | PHS | Capacity factor | 1 | 2020 (2H) | 9 | 13 | 21
China | % | PHS | Capacity factor | 1 | 2020 (2H) | 9 | 13 | 21
India | % | PHS | Capacity factor | 1 | 2020 (2H) | 9 | 13 | 21
Japan | % | PHS | Capacity factor | 1 | 2020 (2H) | 9 | 13 | 21
Germany | % | PHS | Capacity factor | 1 | 2020 (2H) | 9 | 13 | 21
United Kingdom | % | PHS | Capacity factor | 1 | 2020 (2H) | 9 | 13 | 21
Portugal | % | PHS | Capacity factor | 1 | 2020 (2H) | 10 | 17 | 24
United States | % | PHS | Capacity factor | 1 | 2021 (1H) | 9 | 13 | 21
Australia | % | PHS | Capacity factor | 1 | 2021 (1H) | 9 | 13 | 21
China | % | PHS | Capacity factor | 1 | 2021 (1H) | 9 | 13 | 21
India | % | PHS | Capacity factor | 1 | 2021 (1H) | 9 | 13 | 21
Japan | % | PHS | Capacity factor | 1 | 2021 (1H) | 9 | 13 | 21
Germany | % | PHS | Capacity factor | 1 | 2021 (1H) | 9 | 13 | 21
United Kingdom | % | PHS | Capacity factor | 1 | 2021 (1H) | 10 | 17 | 24
Portugal | % | PHS | Capacity factor | 1 | 2021 (1H) | 9 | 13 | 21
United States | % | PHS | Capacity factor | 1 | 2021 (2H) | 9 | 13 | 21
Australia | % | PHS | Capacity factor | 1 | 2021 (2H) | 9 | 13 | 21
China | % | PHS | Capacity factor | 1 | 2021 (2H) | 9 | 15 | 23
India | % | PHS | Capacity factor | 1 | 2021 (2H) | 9 | 13 | 21
Japan | % | PHS | Capacity factor | 1 | 2021 (2H) | 9 | 13 | 21
Germany | % | PHS | Capacity factor | 1 | 2021 (2H) | 9 | 13 | 21
United Kingdom | % | PHS | Capacity factor | 1 | 2021 (2H) | 9 | 13 | 21
Portugal | % | PHS | Capacity factor | 1 | 2021 (2H) | 10 | 17 | 24
United States | % | PHS | Capacity factor | 1 | 2022 (1H) | 9 | 13 | 21
Australia | % | PHS | Capacity factor | 1 | 2022 (1H) | 9 | 13 | 21
China | % | PHS | Capacity factor | 1 | 2022 (1H) | 9 | 15 | 23
India | % | PHS | Capacity factor | 1 | 2022 (1H) | 9 | 13 | 21
Japan | % | PHS | Capacity factor | 1 | 2022 (1H) | 9 | 13 | 21
Germany | % | PHS | Capacity factor | 1 | 2022 (1H) | 9 | 13 | 21
United Kingdom | % | PHS | Capacity factor | 1 | 2022 (1H) | 9 | 13 | 21
Portugal | % | PHS | Capacity factor | 1 | 2023 (1H) | 10 | 17 | 24
United States | % | PHS | Capacity factor | 1 | 2022 (2H) | 9 | 13 | 21
Australia | % | PHS | Capacity factor | 1 | 2022 (2H) | 9 | 13 | 21
China | % | PHS | Capacity factor | 1 | 2022 (2H) | 9 | 13 | 21
India | % | PHS | Capacity factor | 1 | 2022 (2H) | 9 | 13 | 21
Japan | % | PHS | Capacity factor | 1 | 2022 (2H) | 9 | 15 | 23
Germany | % | PHS | Capacity factor | 1 | 2022 (2H) | 9 | 13 | 21
United Kingdom | % | PHS | Capacity factor | 1 | 2022 (2H) | 9 | 13 | 21
Portugal | % | PHS | Capacity factor | 1 | 2022 (2H) | 9 | 13 | 21
United States | % | PHS | Capacity factor | 1 | 2023 (1H) | 9 | 13 | 21
Australia | % | PHS | Capacity factor | 1 | 2023 (1H) | 9 | 13 | 21
China | % | PHS | Capacity factor | 1 | 2023 (1H) | 9 | 13 | 23
Japan | % | PHS | Capacity factor | 1 | 2023 (1H) | 9 | 13 | 21
United Kingdom | % | PHS | Capacity factor | 1 | 2023 (1H) | 9 | 13 | 21
Germany | % | PHS | Capacity factor | 1 | 2023 (1H) | 13 | 13 | 13
Portugal | % | PHS | Capacity factor | 1 | 2023 (1H) | 17.4695 | 17.4695 | 17.4695
United States | % | PHS | Capacity factor | 1 | 2023 (2H) | 9 | 13 | 21
Australia | % | PHS | Capacity factor | 1 | 2023 (2H) | 9 | 13 | 21
China | % | PHS | Capacity factor | 1 | 2023 (2H) | 9 | 13 | 23
Japan | % | PHS | Capacity factor | 1 | 2023 (2H) | 9 | 13 | 21
United Kingdom | % | PHS | Capacity factor | 1 | 2023 (2H) | 9 | 13 | 21
Germany | % | PHS | Capacity factor | 1 | 2023 (2H) | 13 | 13 | 13
Portugal | % | PHS | Capacity factor | 1 | 2023 (2H) | 17.4695 | 17.4695 | 17.4695
India | $/kW (nominal) | LiB | CAPEX | 1 | 2018 (1H) | 1753.8 | 1753.8 | 1753.8
United States | $/kW (nominal) | LiB | CAPEX | 1 | 2018 (1H) | 1886.956 | 1886.956 | 1886.956
Australia | $/kW (nominal) | LiB | CAPEX | 1 | 2018 (1H) | 1886.956 | 1886.956 | 1886.956
China | $/kW (nominal) | LiB | CAPEX | 1 | 2018 (1H) | 1886.956 | 1886.956 | 1886.956
Japan | $/kW (nominal) | LiB | CAPEX | 1 | 2018 (1H) | 1886.956 | 1886.956 | 1886.956
Germany | $/kW (nominal) | LiB | CAPEX | 1 | 2018 (1H) | 1886.956 | 1886.956 | 1886.956
United Kingdom | $/kW (nominal) | LiB | CAPEX | 1 | 2018 (1H) | 1886.956 | 1886.956 | 1886.956
China | $/kW (nominal) | LiB | CAPEX | 1 | 2018 (2H) | 1018.2242 | 1018.2242 | 1018.2242
Australia | $/kW (nominal) | LiB | CAPEX | 1 | 2018 (2H) | 1274.6897 | 1274.6897 | 1274.6897
Germany | $/kW (nominal) | LiB | CAPEX | 1 | 2018 (2H) | 1293.6826 | 1293.6826 | 1293.6826
United Kingdom | $/kW (nominal) | LiB | CAPEX | 1 | 2018 (2H) | 1299.3186 | 1299.3186 | 1299.3186
India | $/kW (nominal) | LiB | CAPEX | 1 | 2018 (2H) | 1354.7448 | 1354.7448 | 1354.7448
Japan | $/kW (nominal) | LiB | CAPEX | 1 | 2018 (2H) | 1371.29 | 1371.29 | 1371.29
United States | $/kW (nominal) | LiB | CAPEX | 1 | 2018 (2H) | 1388.224 | 1388.224 | 1388.224
China | $/kW (nominal) | LiB | CAPEX | 1 | 2019 (1H) | 980.3904 | 980.3904 | 980.3904
Australia | $/kW (nominal) | LiB | CAPEX | 1 | 2019 (1H) | 1203.9363 | 1203.9363 | 1203.9363
Germany | $/kW (nominal) | LiB | CAPEX | 1 | 2019 (1H) | 1216.5538 | 1216.5538 | 1216.5538
United Kingdom | $/kW (nominal) | LiB | CAPEX | 1 | 2019 (1H) | 1267.5548 | 1267.5548 | 1267.5548
Japan | $/kW (nominal) | LiB | CAPEX | 1 | 2019 (1H) | 1303.6117 | 1303.6117 | 1303.6117
United States | $/kW (nominal) | LiB | CAPEX | 1 | 2019 (1H) | 1304.7495 | 1304.7495 | 1304.7495
India | $/kW (nominal) | LiB | CAPEX | 1 | 2019 (1H) | 1313.8087 | 1313.8087 | 1313.8087
China | $/kW (nominal) | LiB | CAPEX | 1 | 2019 (2H) | 1104.103 | 1104.103 | 1104.103
India | $/kW (nominal) | LiB | CAPEX | 1 | 2019 (2H) | 1252.0614 | 1252.0614 | 1252.0614
Australia | $/kW (nominal) | LiB | CAPEX | 1 | 2019 (2H) | 1257.8321 | 1257.8321 | 1257.8321
Germany | $/kW (nominal) | LiB | CAPEX | 1 | 2019 (2H) | 1267.5508 | 1267.5508 | 1267.5508
United States | $/kW (nominal) | LiB | CAPEX | 1 | 2019 (2H) | 1282.9288 | 1282.9288 | 1282.9288
Japan | $/kW (nominal) | LiB | CAPEX | 1 | 2019 (2H) | 1294.8209 | 1294.8209 | 1294.8209
United Kingdom | $/kW (nominal) | LiB | CAPEX | 1 | 2019 (2H) | 1296.4246 | 1296.4246 | 1296.4246
China | $/kW (nominal) | LiB | CAPEX | 1 | 2020 (1H) | 1035.6273 | 1035.6273 | 1035.6273
United States | $/kW (nominal) | LiB | CAPEX | 1 | 2020 (1H) | 1243.3257 | 1243.3257 | 1243.3257
Australia | $/kW (nominal) | LiB | CAPEX | 1 | 2020 (1H) | 1243.3257 | 1243.3257 | 1243.3257
Japan | $/kW (nominal) | LiB | CAPEX | 1 | 2020 (1H) | 1243.3257 | 1243.3257 | 1243.3257
Germany | $/kW (nominal) | LiB | CAPEX | 1 | 2020 (1H) | 1243.3257 | 1243.3257 | 1243.3257
United Kingdom | $/kW (nominal) | LiB | CAPEX | 1 | 2020 (1H) | 1243.3257 | 1243.3257 | 1243.3257
India | $/kW (nominal) | LiB | CAPEX | 1 | 2020 (1H) | 1367.6583 | 1367.6583 | 1367.6583
China | $/kW (nominal) | LiB | CAPEX | 1 | 2020 (2H) | 1000 | 1000 | 1000
United States | $/kW (nominal) | LiB | CAPEX | 1 | 2020 (2H) | 1148 | 1148 | 1148
Australia | $/kW (nominal) | LiB | CAPEX | 1 | 2020 (2H) | 1148 | 1148 | 1148
India | $/kW (nominal) | LiB | CAPEX | 1 | 2020 (2H) | 1148 | 1148 | 1148
Germany | $/kW (nominal) | LiB | CAPEX | 1 | 2020 (2H) | 1148 | 1148 | 1148
United Kingdom | $/kW (nominal) | LiB | CAPEX | 1 | 2020 (2H) | 1148 | 1148 | 1148
Chile | $/kW (nominal) | LiB | CAPEX | 1 | 2020 (2H) | 1400 | 1473.68 | 1640
Japan | $/kW (nominal) | LiB | CAPEX | 1 | 2020 (2H) | 3760.8021 | 3760.8021 | 3760.8021
China | $/kW (nominal) | LiB | CAPEX | 1 | 2021 (1H) | 1002.9718 | 1002.9718 | 1002.9718
United States | $/kW (nominal) | LiB | CAPEX | 1 | 2021 (1H) | 1148 | 1148 | 1148
Australia | $/kW (nominal) | LiB | CAPEX | 1 | 2021 (1H) | 1148 | 1148 | 1148
India | $/kW (nominal) | LiB | CAPEX | 1 | 2021 (1H) | 1148 | 1148 | 1148
Germany | $/kW (nominal) | LiB | CAPEX | 1 | 2021 (1H) | 1148 | 1148 | 1148
United Kingdom | $/kW (nominal) | LiB | CAPEX | 1 | 2021 (1H) | 1148 | 1148 | 1148
Chile | $/kW (nominal) | LiB | CAPEX | 1 | 2021 (1H) | 1400 | 1473.68 | 1640
Japan | $/kW (nominal) | LiB | CAPEX | 1 | 2021 (1H) | 3552.7228 | 3552.7228 | 3552.7228
China | $/kW (nominal) | LiB | CAPEX | 1 | 2021 (2H) | 947.0385 | 947.0385 | 947.0385
Australia | $/kW (nominal) | LiB | CAPEX | 1 | 2021 (2H) | 1151.7163 | 1151.7163 | 1151.7163
India | $/kW (nominal) | LiB | CAPEX | 1 | 2021 (2H) | 1171.6452 | 1171.6452 | 1171.6452
United States | $/kW (nominal) | LiB | CAPEX | 1 | 2021 (2H) | 1200 | 1300 | 1400
Germany | $/kW (nominal) | LiB | CAPEX | 1 | 2021 (2H) | 1382.4 | 1382.4 | 1382.4
United Kingdom | $/kW (nominal) | LiB | CAPEX | 1 | 2021 (2H) | 1382.4 | 1382.4 | 1382.4
Chile | $/kW (nominal) | LiB | CAPEX | 1 | 2021 (2H) | 1400 | 1473.68 | 1640
Japan | $/kW (nominal) | LiB | CAPEX | 1 | 2021 (2H) | 2450.3369 | 2905.3995 | 5425.746
China | $/kW (nominal) | LiB | CAPEX | 1 | 2022 (1H) | 894.6553 | 894.6553 | 894.6553
Chile | $/kW (nominal) | LiB | CAPEX | 1 | 2022 (1H) | 1120 | 1178.944 | 1680
Australia | $/kW (nominal) | LiB | CAPEX | 1 | 2022 (1H) | 1235.2856 | 1314.7825 | 1477.6706
United States | $/kW (nominal) | LiB | CAPEX | 1 | 2022 (1H) | 1292 | 1813.084 | 2020
United Kingdom | $/kW (nominal) | LiB | CAPEX | 1 | 2022 (1H) | 1306.8732 | 1403.6786 | 1839.303
Germany | $/kW (nominal) | LiB | CAPEX | 1 | 2022 (1H) | 1311.3809 | 1408.5203 | 1845.6473
India | $/kW (nominal) | LiB | CAPEX | 1 | 2022 (1H) | 1315.9426 | 1467.7822 | 1584.1925
Japan | $/kW (nominal) | LiB | CAPEX | 1 | 2022 (1H) | 2424.9593 | 2898.1221 | 4583.7646
China | $/kW (nominal) | LiB | CAPEX | 1 | 2022 (2H) | 843.5985 | 992.4352 | 1042.0855
Chile | $/kW (nominal) | LiB | CAPEX | 1 | 2022 (2H) | 1120 | 1178.944 | 1680
Australia | $/kW (nominal) | LiB | CAPEX | 1 | 2022 (2H) | 1203.0971 | 1280.5225 | 1439.1662
Germany | $/kW (nominal) | LiB | CAPEX | 1 | 2022 (2H) | 1241.1325 | 1353.9627 | 1465.1089
United Kingdom | $/kW (nominal) | LiB | CAPEX | 1 | 2022 (2H) | 1256.5369 | 1370.7676 | 1484.9982
India | $/kW (nominal) | LiB | CAPEX | 1 | 2022 (2H) | 1267.4117 | 1413.6515 | 1525.7687
United States | $/kW (nominal) | LiB | CAPEX | 1 | 2022 (2H) | 1444 | 1588.4 | 1820
Japan | $/kW (nominal) | LiB | CAPEX | 1 | 2023 (1H) | 1945.6113 | 2888.938 | 3625.912
China | $/kW (nominal) | LiB | CAPEX | 1 | 2023 (1H) | 771.3343 | 811.9308 | 893.1239
Australia | $/kW (nominal) | LiB | CAPEX | 1 | 2023 (1H) | 1181.1136 | 1257.1243 | 1412.8691
India | $/kW (nominal) | LiB | CAPEX | 1 | 2023 (1H) | 1233.0995 | 1354.4676 | 1420.9773
Germany | $/kW (nominal) | LiB | CAPEX | 1 | 2023 (1H) | 1243.8039 | 1360.8473 | 1476.1437
United Kingdom | $/kW (nominal) | LiB | CAPEX | 1 | 2023 (1H) | 1269.2845 | 1384.674 | 1500.0635
United States | $/kW (nominal) | LiB | CAPEX | 1 | 2023 (1H) | 1324 | 1410.204 | 1660
Japan | $/kW (nominal) | LiB | CAPEX | 1 | 2023 (1H) | 1409.344 | 1691.2127 | 1973.0815
Chile | $/kW (nominal) | LiB | CAPEX | 1 | 2023 (1H) | 1440 | 1560 | 1680
China | $/kW (nominal) | LiB | CAPEX | 1 | 2023 (2H) | 771.3343 | 811.9308 | 893.1239
Australia | $/kW (nominal) | LiB | CAPEX | 1 | 2023 (2H) | 1181.1136 | 1257.1243 | 1412.8691
India | $/kW (nominal) | LiB | CAPEX | 1 | 2023 (2H) | 1233.0995 | 1354.4676 | 1420.9773
Germany | $/kW (nominal) | LiB | CAPEX | 1 | 2023 (2H) | 1243.8039 | 1360.8473 | 1476.1437
United Kingdom | $/kW (nominal) | LiB | CAPEX | 1 | 2023 (2H) | 1269.2845 | 1384.674 | 1500.0635
United States | $/kW (nominal) | LiB | CAPEX | 1 | 2023 (2H) | 1324 | 1410.204 | 1660
Japan | $/kW (nominal) | LiB | CAPEX | 1 | 2023 (2H) | 1409.344 | 1691.2127 | 1973.0815
Chile | $/kW (nominal) | LiB | CAPEX | 1 | 2023 (2H) | 1440 | 1560 | 1680
India | $/kW/yr (nominal) | LiB | OPEX | 1 | 2018 (1H) | 17.5 | 17.5 | 17.5
United States | $/kW/yr (nominal) | LiB | OPEX | 1 | 2018 (1H) | 18.9 | 18.9 | 18.9
Australia | $/kW/yr (nominal) | LiB | OPEX | 1 | 2018 (1H) | 18.9 | 18.9 | 18.9
China | $/kW/yr (nominal) | LiB | OPEX | 1 | 2018 (1H) | 18.9 | 18.9 | 18.9
Japan | $/kW/yr (nominal) | LiB | OPEX | 1 | 2018 (1H) | 18.9 | 18.9 | 18.9
Germany | $/kW/yr (nominal) | LiB | OPEX | 1 | 2018 (1H) | 18.9 | 18.9 | 18.9
United Kingdom | $/kW/yr (nominal) | LiB | OPEX | 1 | 2018 (1H) | 18.9 | 18.9 | 18.9
China | $/kW/yr (nominal) | LiB | OPEX | 1 | 2018 (2H) | 10.1822 | 10.1822 | 10.1822
Australia | $/kW/yr (nominal) | LiB | OPEX | 1 | 2018 (2H) | 12.7469 | 12.7469 | 12.7469
Germany | $/kW/yr (nominal) | LiB | OPEX | 1 | 2018 (2H) | 12.9368 | 12.9368 | 12.9368
United Kingdom | $/kW/yr (nominal) | LiB | OPEX | 1 | 2018 (2H) | 12.9932 | 12.9932 | 12.9932
India | $/kW/yr (nominal) | LiB | OPEX | 1 | 2018 (2H) | 13.5474 | 13.5474 | 13.5474
Japan | $/kW/yr (nominal) | LiB | OPEX | 1 | 2018 (2H) | 13.7129 | 13.7129 | 13.7129
United States | $/kW/yr (nominal) | LiB | OPEX | 1 | 2018 (2H) | 13.8822 | 13.8822 | 13.8822
China | $/kW/yr (nominal) | LiB | OPEX | 1 | 2019 (1H) | 9.8039 | 9.8039 | 9.8039
Australia | $/kW/yr (nominal) | LiB | OPEX | 1 | 2019 (1H) | 12.0394 | 12.0394 | 12.0394
Germany | $/kW/yr (nominal) | LiB | OPEX | 1 | 2019 (1H) | 12.1655 | 12.1655 | 12.1655
United Kingdom | $/kW/yr (nominal) | LiB | OPEX | 1 | 2019 (1H) | 12.6755 | 12.6755 | 12.6755
Japan | $/kW/yr (nominal) | LiB | OPEX | 1 | 2019 (1H) | 13.0361 | 13.0361 | 13.0361
United States | $/kW/yr (nominal) | LiB | OPEX | 1 | 2019 (1H) | 13.0475 | 13.0475 | 13.0475
India | $/kW/yr (nominal) | LiB | OPEX | 1 | 2019 (1H) | 13.1381 | 13.1381 | 13.1381
China | $/kW/yr (nominal) | LiB | OPEX | 1 | 2019 (2H) | 11.041 | 11.041 | 11.041
India | $/kW/yr (nominal) | LiB | OPEX | 1 | 2019 (2H) | 12.5206 | 12.5206 | 12.5206
Australia | $/kW/yr (nominal) | LiB | OPEX | 1 | 2019 (2H) | 12.5783 | 12.5783 | 12.5783
Germany | $/kW/yr (nominal) | LiB | OPEX | 1 | 2019 (2H) | 12.6755 | 12.6755 | 12.6755
United States | $/kW/yr (nominal) | LiB | OPEX | 1 | 2019 (2H) | 12.8293 | 12.8293 | 12.8293
Japan | $/kW/yr (nominal) | LiB | OPEX | 1 | 2019 (2H) | 12.9482 | 12.9482 | 12.9482
United Kingdom | $/kW/yr (nominal) | LiB | OPEX | 1 | 2019 (2H) | 12.9642 | 12.9642 | 12.9642
China | $/kW/yr (nominal) | LiB | OPEX | 1 | 2020 (1H) | 10.3563 | 10.3563 | 10.3563
United States | $/kW/yr (nominal) | LiB | OPEX | 1 | 2020 (1H) | 12.4333 | 12.4333 | 12.4333
Australia | $/kW/yr (nominal) | LiB | OPEX | 1 | 2020 (1H) | 12.4333 | 12.4333 | 12.4333
Japan | $/kW/yr (nominal) | LiB | OPEX | 1 | 2020 (1H) | 12.4333 | 12.4333 | 12.4333
Germany | $/kW/yr (nominal) | LiB | OPEX | 1 | 2020 (1H) | 12.4333 | 12.4333 | 12.4333
United Kingdom | $/kW/yr (nominal) | LiB | OPEX | 1 | 2020 (1H) | 12.4333 | 12.4333 | 12.4333
India | $/kW/yr (nominal) | LiB | OPEX | 1 | 2020 (1H) | 13.6766 | 13.6766 | 13.6766
China | $/kW/yr (nominal) | LiB | OPEX | 1 | 2020 (2H) | 10 | 10 | 10
United States | $/kW/yr (nominal) | LiB | OPEX | 1 | 2020 (2H) | 11.72 | 11.72 | 11.72
Australia | $/kW/yr (nominal) | LiB | OPEX | 1 | 2020 (2H) | 11.72 | 11.72 | 11.72
Japan | $/kW/yr (nominal) | LiB | OPEX | 1 | 2020 (2H) | 11.72 | 11.72 | 11.72
Germany | $/kW/yr (nominal) | LiB | OPEX | 1 | 2020 (2H) | 11.72 | 11.72 | 11.72
United Kingdom | $/kW/yr (nominal) | LiB | OPEX | 1 | 2020 (2H) | 11.72 | 11.72 | 11.72
India | $/kW/yr (nominal) | LiB | OPEX | 1 | 2020 (2H) | 12.892 | 12.892 | 12.892
Chile | $/kW/yr (nominal) | LiB | OPEX | 1 | 2020 (2H) | 14 | 14.7368 | 16.4
China | $/kW/yr (nominal) | LiB | OPEX | 1 | 2021 (1H) | 10 | 10 | 10
United States | $/kW/yr (nominal) | LiB | OPEX | 1 | 2021 (1H) | 11.48 | 11.48 | 11.48
Australia | $/kW/yr (nominal) | LiB | OPEX | 1 | 2021 (1H) | 11.48 | 11.48 | 11.48
India | $/kW/yr (nominal) | LiB | OPEX | 1 | 2021 (1H) | 11.48 | 11.48 | 11.48
Germany | $/kW/yr (nominal) | LiB | OPEX | 1 | 2021 (1H) | 11.48 | 11.48 | 11.48
United Kingdom | $/kW/yr (nominal) | LiB | OPEX | 1 | 2021 (1H) | 11.48 | 11.48 | 11.48
Chile | $/kW/yr (nominal) | LiB | OPEX | 1 | 2021 (1H) | 14 | 14.7368 | 16.4
Japan | $/kW/yr (nominal) | LiB | OPEX | 1 | 2021 (1H) | 37.608 | 37.608 | 37.608
China | $/kW/yr (nominal) | LiB | OPEX | 1 | 2021 (2H) | 10.0297 | 10.0297 | 10.0297
United States | $/kW/yr (nominal) | LiB | OPEX | 1 | 2021 (2H) | 11.48 | 11.48 | 11.48
Australia | $/kW/yr (nominal) | LiB | OPEX | 1 | 2021 (2H) | 11.48 | 11.48 | 11.48
India | $/kW/yr (nominal) | LiB | OPEX | 1 | 2021 (2H) | 11.48 | 11.48 | 11.48
Germany | $/kW/yr (nominal) | LiB | OPEX | 1 | 2021 (2H) | 11.48 | 11.48 | 11.48
United Kingdom | $/kW/yr (nominal) | LiB | OPEX | 1 | 2021 (2H) | 11.48 | 11.48 | 11.48
Chile | $/kW/yr (nominal) | LiB | OPEX | 1 | 2021 (2H) | 14 | 14.7368 | 16.4
Japan | $/kW/yr (nominal) | LiB | OPEX | 1 | 2021 (2H) | 35.5272 | 35.5272 | 35.5272
China | $/kW/yr (nominal) | LiB | OPEX | 1 | 2022 (1H) | 9.4704 | 9.4704 | 9.4704
Australia | $/kW/yr (nominal) | LiB | OPEX | 1 | 2022 (1H) | 11.5172 | 11.5172 | 11.5172
India | $/kW/yr (nominal) | LiB | OPEX | 1 | 2022 (1H) | 11.7165 | 11.7165 | 11.7165
United States | $/kW/yr (nominal) | LiB | OPEX | 1 | 2022 (1H) | 12 | 13 | 14
Germany | $/kW/yr (nominal) | LiB | OPEX | 1 | 2022 (1H) | 13.824 | 13.824 | 13.824
United Kingdom | $/kW/yr (nominal) | LiB | OPEX | 1 | 2022 (1H) | 13.824 | 13.824 | 13.824
Chile | $/kW/yr (nominal) | LiB | OPEX | 1 | 2022 (1H) | 14 | 14.7368 | 16.4
Japan | $/kW/yr (nominal) | LiB | OPEX | 1 | 2022 (1H) | 24.5034 | 29.054 | 54.2575
China | $/kW/yr (nominal) | LiB | OPEX | 1 | 2022 (2H) | 8.9466 | 8.9466 | 8.9466
Chile | $/kW/yr (nominal) | LiB | OPEX | 1 | 2022 (2H) | 11.2 | 11.7894 | 16.8
Australia | $/kW/yr (nominal) | LiB | OPEX | 1 | 2022 (2H) | 12.3529 | 13.1478 | 14.7767
United States | $/kW/yr (nominal) | LiB | OPEX | 1 | 2022 (2H) | 12.92 | 18.1308 | 20.2
United Kingdom | $/kW/yr (nominal) | LiB | OPEX | 1 | 2022 (2H) | 13.0687 | 14.0368 | 18.393
Germany | $/kW/yr (nominal) | LiB | OPEX | 1 | 2022 (2H) | 13.1138 | 14.0852 | 18.4565
India | $/kW/yr (nominal) | LiB | OPEX | 1 | 2022 (2H) | 13.1594 | 14.6778 | 15.8419
Japan | $/kW/yr (nominal) | LiB | OPEX | 1 | 2022 (2H) | 24.2496 | 28.9812 | 45.8376
China | $/kW/yr (nominal) | LiB | OPEX | 1 | 2023 (1H) | 8.436 | 9.9244 | 10.4209
Chile | $/kW/yr (nominal) | LiB | OPEX | 1 | 2023 (1H) | 11.2 | 11.7894 | 16.8
Australia | $/kW/yr (nominal) | LiB | OPEX | 1 | 2023 (1H) | 12.031 | 12.8052 | 14.3917
Germany | $/kW/yr (nominal) | LiB | OPEX | 1 | 2023 (1H) | 12.4113 | 13.5396 | 14.6511
United Kingdom | $/kW/yr (nominal) | LiB | OPEX | 1 | 2023 (1H) | 12.5654 | 13.7077 | 14.85
India | $/kW/yr (nominal) | LiB | OPEX | 1 | 2023 (1H) | 12.6741 | 14.1365 | 15.2577
United States | $/kW/yr (nominal) | LiB | OPEX | 1 | 2023 (1H) | 14.44 | 15.884 | 18.2
Japan | $/kW/yr (nominal) | LiB | OPEX | 1 | 2023 (1H) | 19.4561 | 28.8894 | 36.2591
China | $/kW/yr (nominal) | LiB | OPEX | 1 | 2023 (2H) | 7.7133 | 8.1193 | 8.9312
Australia | $/kW/yr (nominal) | LiB | OPEX | 1 | 2023 (2H) | 11.8111 | 12.5712 | 14.1287
India | $/kW/yr (nominal) | LiB | OPEX | 1 | 2023 (2H) | 12.331 | 13.5447 | 14.2098
Germany | $/kW/yr (nominal) | LiB | OPEX | 1 | 2023 (2H) | 12.438 | 13.6085 | 14.7614
United Kingdom | $/kW/yr (nominal) | LiB | OPEX | 1 | 2023 (2H) | 12.6928 | 13.8467 | 15.0006
United States | $/kW/yr (nominal) | LiB | OPEX | 1 | 2023 (2H) | 13.24 | 14.102 | 16.6
Japan | $/kW/yr (nominal) | LiB | OPEX | 1 | 2023 (2H) | 14.0934 | 16.9121 | 19.7308
Chile | $/kW/yr (nominal) | LiB | OPEX | 1 | 2023 (2H) | 14.4 | 15.6 | 16.8
India | % | LiB | Capacity factor | 1 | 2018 (1H) | 16.6667 | 16.6667 | 16.6667
United States | % | LiB | Capacity factor | 1 | 2018 (1H) | 16.6667 | 16.6667 | 16.6667
Australia | % | LiB | Capacity factor | 1 | 2018 (1H) | 16.6667 | 16.6667 | 16.6667
China | % | LiB | Capacity factor | 1 | 2018 (1H) | 16.6667 | 16.6667 | 16.6667
Japan | % | LiB | Capacity factor | 1 | 2018 (1H) | 16.6667 | 16.6667 | 16.6667
Germany | % | LiB | Capacity factor | 1 | 2018 (1H) | 16.6667 | 16.6667 | 16.6667
United Kingdom | % | LiB | Capacity factor | 1 | 2018 (1H) | 16.6667 | 16.6667 | 16.6667
China | % | LiB | Capacity factor | 1 | 2018 (2H) | 16.6667 | 16.6667 | 16.6667
Australia | % | LiB | Capacity factor | 1 | 2018 (2H) | 16.6667 | 16.6667 | 16.6667
Germany | % | LiB | Capacity factor | 1 | 2018 (2H) | 16.6667 | 16.6667 | 16.6667
United Kingdom | % | LiB | Capacity factor | 1 | 2018 (2H) | 16.6667 | 16.6667 | 16.6667
India | % | LiB | Capacity factor | 1 | 2018 (2H) | 16.6667 | 16.6667 | 16.6667
Japan | % | LiB | Capacity factor | 1 | 2018 (2H) | 16.6667 | 16.6667 | 16.6667
United States | % | LiB | Capacity factor | 1 | 2018 (2H) | 16.6667 | 16.6667 | 16.6667
China | % | LiB | Capacity factor | 1 | 2019 (1H) | 16.6667 | 16.6667 | 16.6667
Australia | % | LiB | Capacity factor | 1 | 2019 (1H) | 16.6667 | 16.6667 | 16.6667
Germany | % | LiB | Capacity factor | 1 | 2019 (1H) | 16.6667 | 16.6667 | 16.6667
United Kingdom | % | LiB | Capacity factor | 1 | 2019 (1H) | 16.6667 | 16.6667 | 16.6667
Japan | % | LiB | Capacity factor | 1 | 2019 (1H) | 16.6667 | 16.6667 | 16.6667
United States | % | LiB | Capacity factor | 1 | 2019 (1H) | 16.6667 | 16.6667 | 16.6667
India | % | LiB | Capacity factor | 1 | 2019 (1H) | 16.6667 | 16.6667 | 16.6667
China | % | LiB | Capacity factor | 1 | 2019 (2H) | 16.6667 | 16.6667 | 16.6667
India | % | LiB | Capacity factor | 1 | 2019 (2H) | 16.6667 | 16.6667 | 16.6667
Australia | % | LiB | Capacity factor | 1 | 2019 (2H) | 16.6667 | 16.6667 | 16.6667
Germany | % | LiB | Capacity factor | 1 | 2019 (2H) | 16.6667 | 16.6667 | 16.6667
United States | % | LiB | Capacity factor | 1 | 2019 (2H) | 16.6667 | 16.6667 | 16.6667
Japan | % | LiB | Capacity factor | 1 | 2019 (2H) | 16.6667 | 16.6667 | 16.6667
United Kingdom | % | LiB | Capacity factor | 1 | 2019 (2H) | 16.6667 | 16.6667 | 16.6667
China | % | LiB | Capacity factor | 1 | 2020 (1H) | 16.6667 | 16.6667 | 16.6667
United States | % | LiB | Capacity factor | 1 | 2020 (1H) | 16.6667 | 16.6667 | 16.6667
Australia | % | LiB | Capacity factor | 1 | 2020 (1H) | 16.6667 | 16.6667 | 16.6667
Japan | % | LiB | Capacity factor | 1 | 2020 (1H) | 16.6667 | 16.6667 | 16.6667
Germany | % | LiB | Capacity factor | 1 | 2020 (1H) | 16.6667 | 16.6667 | 16.6667
United Kingdom | % | LiB | Capacity factor | 1 | 2020 (1H) | 16.6667 | 16.6667 | 16.6667
India | % | LiB | Capacity factor | 1 | 2020 (1H) | 16.6667 | 16.6667 | 16.6667
China | % | LiB | Capacity factor | 1 | 2020 (2H) | 16.6667 | 16.6667 | 16.6667
United States | % | LiB | Capacity factor | 1 | 2020 (2H) | 16.6667 | 16.6667 | 16.6667
Australia | % | LiB | Capacity factor | 1 | 2020 (2H) | 16.6667 | 16.6667 | 16.6667
Japan | % | LiB | Capacity factor | 1 | 2020 (2H) | 16.6667 | 16.6667 | 16.6667
Germany | % | LiB | Capacity factor | 1 | 2020 (2H) | 16.6667 | 16.6667 | 16.6667
United Kingdom | % | LiB | Capacity factor | 1 | 2020 (2H) | 16.6667 | 16.6667 | 16.6667
India | % | LiB | Capacity factor | 1 | 2020 (2H) | 16.6667 | 16.6667 | 16.6667
Chile | % | LiB | Capacity factor | 1 | 2020 (2H) | 20.8333 | 20.8333 | 20.8333
China | % | LiB | Capacity factor | 1 | 2021 (1H) | 16.6667 | 16.6667 | 16.6667
United States | % | LiB | Capacity factor | 1 | 2021 (1H) | 16.6667 | 16.6667 | 16.6667
Australia | % | LiB | Capacity factor | 1 | 2021 (1H) | 16.6667 | 16.6667 | 16.6667
India | % | LiB | Capacity factor | 1 | 2021 (1H) | 16.6667 | 16.6667 | 16.6667
Germany | % | LiB | Capacity factor | 1 | 2021 (1H) | 16.6667 | 16.6667 | 16.6667
United Kingdom | % | LiB | Capacity factor | 1 | 2021 (1H) | 16.6667 | 16.6667 | 16.6667
Chile | % | LiB | Capacity factor | 1 | 2021 (1H) | 20.8333 | 20.8333 | 20.8333
Japan | % | LiB | Capacity factor | 1 | 2021 (1H) | 16.6667 | 16.6667 | 16.6667
China | % | LiB | Capacity factor | 1 | 2021 (2H) | 16.6667 | 16.6667 | 16.6667
United States | % | LiB | Capacity factor | 1 | 2021 (2H) | 16.6667 | 16.6667 | 16.6667
Australia | % | LiB | Capacity factor | 1 | 2021 (2H) | 16.6667 | 16.6667 | 16.6667
India | % | LiB | Capacity factor | 1 | 2021 (2H) | 16.6667 | 16.6667 | 16.6667
Germany | % | LiB | Capacity factor | 1 | 2021 (2H) | 16.6667 | 16.6667 | 16.6667
United Kingdom | % | LiB | Capacity factor | 1 | 2021 (2H) | 16.6667 | 16.6667 | 16.6667
Chile | % | LiB | Capacity factor | 1 | 2021 (2H) | 16.6667 | 16.6667 | 16.6667
Japan | % | LiB | Capacity factor | 1 | 2021 (2H) | 16.6667 | 16.6667 | 16.6667
China | % | LiB | Capacity factor | 1 | 2022 (1H) | 16.6667 | 16.6667 | 16.6667
Australia | % | LiB | Capacity factor | 1 | 2022 (1H) | 16.6667 | 16.6667 | 16.6667
India | % | LiB | Capacity factor | 1 | 2022 (1H) | 16.6667 | 16.6667 | 16.6667
United States | % | LiB | Capacity factor | 1 | 2022 (1H) | 16.6667 | 16.6667 | 16.6667
Germany | % | LiB | Capacity factor | 1 | 2022 (1H) | 16.6667 | 16.6667 | 16.6667
United Kingdom | % | LiB | Capacity factor | 1 | 2022 (1H) | 16.6667 | 16.6667 | 16.6667
Chile | % | LiB | Capacity factor | 1 | 2022 (1H) | 16.6667 | 16.6667 | 16.6667
Japan | % | LiB | Capacity factor | 1 | 2022 (1H) | 16.6667 | 16.6667 | 16.6667
China | % | LiB | Capacity factor | 1 | 2022 (2H) | 16.6667 | 16.6667 | 16.6667
Chile | % | LiB | Capacity factor | 1 | 2022 (2H) | 16.6667 | 16.6667 | 16.6667
Australia | % | LiB | Capacity factor | 1 | 2022 (2H) | 16.6667 | 16.6667 | 16.6667
United States | % | LiB | Capacity factor | 1 | 2022 (2H) | 16.6667 | 16.6667 | 16.6667
United Kingdom | % | LiB | Capacity factor | 1 | 2022 (2H) | 16.6667 | 16.6667 | 16.6667
Germany | % | LiB | Capacity factor | 1 | 2022 (2H) | 16.6667 | 16.6667 | 16.6667
India | % | LiB | Capacity factor | 1 | 2022 (2H) | 16.6667 | 16.6667 | 16.6667
Japan | % | LiB | Capacity factor | 1 | 2022 (2H) | 16.6667 | 16.6667 | 16.6667
China | % | LiB | Capacity factor | 1 | 2023 (1H) | 16.6667 | 16.6667 | 16.6667
Chile | % | LiB | Capacity factor | 1 | 2023 (1H) | 16.6667 | 16.6667 | 16.6667
Australia | % | LiB | Capacity factor | 1 | 2023 (1H) | 16.6667 | 16.6667 | 16.6667
Germany | % | LiB | Capacity factor | 1 | 2023 (1H) | 16.6667 | 16.6667 | 16.6667
United Kingdom | % | LiB | Capacity factor | 1 | 2023 (1H) | 16.6667 | 16.6667 | 16.6667
India | % | LiB | Capacity factor | 1 | 2023 (1H) | 16.6667 | 16.6667 | 16.6667
United States | % | LiB | Capacity factor | 1 | 2023 (1H) | 16.6667 | 16.6667 | 16.6667
Japan | % | LiB | Capacity factor | 1 | 2023 (1H) | 16.6667 | 16.6667 | 16.6667
China | % | LiB | Capacity factor | 1 | 2023 (2H) | 16.6667 | 16.6667 | 16.6667
Australia | % | LiB | Capacity factor | 1 | 2023 (2H) | 16.6667 | 16.6667 | 16.6667
India | % | LiB | Capacity factor | 1 | 2023 (2H) | 16.6667 | 16.6667 | 16.6667
Germany | % | LiB | Capacity factor | 1 | 2023 (2H) | 16.6667 | 16.6667 | 16.6667
United Kingdom | % | LiB | Capacity factor | 1 | 2023 (2H) | 16.6667 | 16.6667 | 16.6667
United States | % | LiB | Capacity factor | 1 | 2023 (2H) | 16.6667 | 16.6667 | 16.6667
Japan | % | LiB | Capacity factor | 1 | 2023 (2H) | 16.6667 | 16.6667 | 16.6667
Chile | % | LiB | Capacity factor | 1 | 2023 (2H) | 16.6667 | 16.6667 | 16.6667
United States | % | LiB | WACC | 1 | 2018 (1H) | 9 | 9 | 9
Japan | % | LiB | WACC | 1 | 2018 (1H) | 9 | 9 | 9
Germany | % | LiB | WACC | 1 | 2018 (1H) | 9 | 9 | 9
United Kingdom | % | LiB | WACC | 1 | 2018 (1H) | 9 | 9 | 9
Australia | % | LiB | WACC | 1 | 2018 (1H) | 10 | 10 | 10
China | % | LiB | WACC | 1 | 2018 (1H) | 10 | 10 | 10
India | % | LiB | WACC | 1 | 2018 (1H) | 16 | 16 | 16
China | % | LiB | WACC | 1 | 2018 (2H) | 4.9725 | 4.9725 | 6.075
Japan | % | LiB | WACC | 1 | 2018 (2H) | 7.7531 | 8.3766 | 9
Australia | % | LiB | WACC | 1 | 2018 (2H) | 7.97 | 8.935 | 10
Germany | % | LiB | WACC | 1 | 2018 (2H) | 7.97 | 8.485 | 9
United States | % | LiB | WACC | 1 | 2018 (2H) | 8.003 | 8.5015 | 9
United Kingdom | % | LiB | WACC | 1 | 2018 (2H) | 8.091 | 8.5455 | 9
India | % | LiB | WACC | 1 | 2018 (2H) | 11.83 | 13.38 | 15
China | % | LiB | WACC | 1 | 2019 (1H) | 6 | 7 | 8
Japan | % | LiB | WACC | 1 | 2019 (1H) | 7.755 | 8.3775 | 9
Australia | % | LiB | WACC | 1 | 2019 (1H) | 7.97 | 8.935 | 10
Germany | % | LiB | WACC | 1 | 2019 (1H) | 7.97 | 8.485 | 9
United States | % | LiB | WACC | 1 | 2019 (1H) | 8.003 | 8.5015 | 9
United Kingdom | % | LiB | WACC | 1 | 2019 (1H) | 8.091 | 8.5455 | 9
India | % | LiB | WACC | 1 | 2019 (1H) | 9.905 | 9.905 | 9.905
United States | % | LiB | WACC | 1 | 2019 (2H) | 7.7399 | 8.2439 | 9
Japan | % | LiB | WACC | 1 | 2019 (2H) | 7.755 | 8.3775 | 9
Australia | % | LiB | WACC | 1 | 2019 (2H) | 7.97 | 8.935 | 10
Germany | % | LiB | WACC | 1 | 2019 (2H) | 7.97 | 8.485 | 9
China | % | LiB | WACC | 1 | 2019 (2H) | 8 | 8 | 8
United Kingdom | % | LiB | WACC | 1 | 2019 (2H) | 8.091 | 8.5455 | 9
India | % | LiB | WACC | 1 | 2019 (2H) | 9.905 | 9.905 | 9.905
China | % | LiB | WACC | 1 | 2020 (1H) | 6 | 7 | 8
Japan | % | LiB | WACC | 1 | 2020 (1H) | 7.755 | 8.3775 | 9
Australia | % | LiB | WACC | 1 | 2020 (1H) | 7.97 | 8.935 | 10
Germany | % | LiB | WACC | 1 | 2020 (1H) | 7.97 | 8.485 | 9
United States | % | LiB | WACC | 1 | 2020 (1H) | 8.003 | 8.5015 | 9
United Kingdom | % | LiB | WACC | 1 | 2020 (1H) | 8.091 | 8.5455 | 9
India | % | LiB | WACC | 1 | 2020 (1H) | 11.94 | 13.44 | 15
China | % | LiB | WACC | 1 | 2020 (2H) | 6 | 7 | 8
Chile | % | LiB | WACC | 1 | 2020 (2H) | 7.4983 | 8.2939 | 12
Japan | % | LiB | WACC | 1 | 2020 (2H) | 7.755 | 8.3775 | 9
Australia | % | LiB | WACC | 1 | 2020 (2H) | 7.97 | 8.935 | 10
Germany | % | LiB | WACC | 1 | 2020 (2H) | 7.97 | 8.485 | 9
United States | % | LiB | WACC | 1 | 2020 (2H) | 8.003 | 8.5015 | 9
United Kingdom | % | LiB | WACC | 1 | 2020 (2H) | 8.091 | 8.5455 | 9
India | % | LiB | WACC | 1 | 2020 (2H) | 11.94 | 13.44 | 15
China | % | LiB | WACC | 1 | 2021 (1H) | 6 | 7 | 8
Chile | % | LiB | WACC | 1 | 2021 (1H) | 7.4983 | 8.2939 | 12
Japan | % | LiB | WACC | 1 | 2021 (1H) | 7.755 | 8.3775 | 9
Australia | % | LiB | WACC | 1 | 2021 (1H) | 7.97 | 8.935 | 10
Germany | % | LiB | WACC | 1 | 2021 (1H) | 7.97 | 8.485 | 9
United States | % | LiB | WACC | 1 | 2021 (1H) | 8.003 | 8.5015 | 9
United Kingdom | % | LiB | WACC | 1 | 2021 (1H) | 8.091 | 8.5455 | 9
India | % | LiB | WACC | 1 | 2021 (1H) | 11.94 | 13.44 | 15
China | % | LiB | WACC | 1 | 2021 (2H) | 6 | 7 | 8
Chile | % | LiB | WACC | 1 | 2021 (2H) | 7.4983 | 8.2939 | 12
Japan | % | LiB | WACC | 1 | 2021 (2H) | 7.755 | 8.3775 | 9
Australia | % | LiB | WACC | 1 | 2021 (2H) | 7.97 | 8.935 | 10
Germany | % | LiB | WACC | 1 | 2021 (2H) | 7.97 | 8.485 | 9
United States | % | LiB | WACC | 1 | 2021 (2H) | 8.003 | 8.5015 | 9
United Kingdom | % | LiB | WACC | 1 | 2021 (2H) | 8.091 | 8.5455 | 9
India | % | LiB | WACC | 1 | 2021 (2H) | 11.94 | 13.44 | 15
China | % | LiB | WACC | 1 | 2022 (1H) | 6 | 7 | 8
Germany | % | LiB | WACC | 1 | 2022 (1H) | 6.44 | 8.07 | 10
United Kingdom | % | LiB | WACC | 1 | 2022 (1H) | 6.572 | 8.136 | 10
Australia | % | LiB | WACC | 1 | 2022 (1H) | 6.7137 | 7.471 | 8.3282
United States | % | LiB | WACC | 1 | 2022 (1H) | 6.803 | 8.5015 | 10
Chile | % | LiB | WACC | 1 | 2022 (1H) | 7.4983 | 8.2939 | 12
Japan | % | LiB | WACC | 1 | 2022 (1H) | 7.755 | 8.3775 | 9
India | % | LiB | WACC | 1 | 2022 (1H) | 12.2225 | 13.5941 | 15
China | % | LiB | WACC | 1 | 2022 (2H) | 6 | 7 | 8
United States | % | LiB | WACC | 1 | 2022 (2H) | 6.949 | 8.5745 | 10
United Kingdom | % | LiB | WACC | 1 | 2022 (2H) | 7.1496 | 8.5935 | 10.0061
Australia | % | LiB | WACC | 1 | 2022 (2H) | 7.2563 | 7.905 | 8.6537
Japan | % | LiB | WACC | 1 | 2022 (2H) | 7.755 | 8.3775 | 9
Germany | % | LiB | WACC | 1 | 2022 (2H) | 8.0794 | 9.5196 | 10.7397
Chile | % | LiB | WACC | 1 | 2022 (2H) | 8.1188 | 8.1646 | 12
India | % | LiB | WACC | 1 | 2022 (2H) | 10.8706 | 12.2893 | 13.7352
China | % | LiB | WACC | 1 | 2023 (1H) | 6 | 7 | 8
Australia | % | LiB | WACC | 1 | 2023 (1H) | 6.8612 | 7.989 | 9.4168
United Kingdom | % | LiB | WACC | 1 | 2023 (1H) | 6.9468 | 8.6543 | 10.0426
United States | % | LiB | WACC | 1 | 2023 (1H) | 6.9928 | 8.5964 | 10
Japan | % | LiB | WACC | 1 | 2023 (1H) | 7.755 | 8.3775 | 9
Chile | % | LiB | WACC | 1 | 2023 (1H) | 8.1644 | 8.192 | 12
Germany | % | LiB | WACC | 1 | 2023 (1H) | 8.1739 | 9.5826 | 10.7869
India | % | LiB | WACC | 1 | 2023 (1H) | 10.912 | 12.3183 | 13.7559
Japan | % | LiB | WACC | 1 | 2023 (2H) | 5.6775 | 6.155 | 9
China | % | LiB | WACC | 1 | 2023 (2H) | 6 | 7 | 8
Australia | % | LiB | WACC | 1 | 2023 (2H) | 6.492 | 7.6936 | 9.8952
United States | % | LiB | WACC | 1 | 2023 (2H) | 6.9928 | 8.5964 | 10
United Kingdom | % | LiB | WACC | 1 | 2023 (2H) | 7.3874 | 8.9297 | 10.2078
Chile | % | LiB | WACC | 1 | 2023 (2H) | 8.064 | 8.4384 | 12
Germany | % | LiB | WACC | 1 | 2023 (2H) | 8.2096 | 9.6064 | 10.8048
India | % | LiB | WACC | 1 | 2023 (2H) | 10.5102 | 11.8196 | 13.1926
Japan | % | PHS | WACC | 1 | 2018 (1H) | 4.6939 | 4.6939 | 4.6939
Germany | % | PHS | WACC | 1 | 2018 (1H) | 4.97 | 4.97 | 4.97
United States | % | PHS | WACC | 1 | 2018 (1H) | 5.398 | 5.398 | 5.398
United Kingdom | % | PHS | WACC | 1 | 2018 (1H) | 5.944 | 5.944 | 5.944
China | % | PHS | WACC | 1 | 2018 (1H) | 6.925 | 6.925 | 6.925
Australia | % | PHS | WACC | 1 | 2018 (1H) | 7.11 | 7.11 | 7.11
India | % | PHS | WACC | 1 | 2018 (1H) | 10.5312 | 10.5312 | 10.5312
Japan | % | PHS | WACC | 1 | 2018 (2H) | 4.6939 | 4.6939 | 4.6939
Germany | % | PHS | WACC | 1 | 2018 (2H) | 4.97 | 4.97 | 4.97
United States | % | PHS | WACC | 1 | 2018 (2H) | 5.398 | 5.398 | 5.398
United Kingdom | % | PHS | WACC | 1 | 2018 (2H) | 5.744 | 5.744 | 5.744
China | % | PHS | WACC | 1 | 2018 (2H) | 6.925 | 6.925 | 6.925
Australia | % | PHS | WACC | 1 | 2018 (2H) | 7.11 | 7.11 | 7.11
India | % | PHS | WACC | 1 | 2018 (2H) | 10.5312 | 10.5312 | 10.5312
United States | % | PHS | WACC | 1 | 2019 (1H) | 4.698 | 5.048 | 5.398
Japan | % | PHS | WACC | 1 | 2019 (1H) | 4.6998 | 4.6998 | 4.6998
Germany | % | PHS | WACC | 1 | 2019 (1H) | 4.97 | 4.97 | 4.97
United Kingdom | % | PHS | WACC | 1 | 2019 (1H) | 5.744 | 5.744 | 5.744
Portugal | % | PHS | WACC | 1 | 2019 (1H) | 6.613 | 6.613 | 6.613
China | % | PHS | WACC | 1 | 2019 (1H) | 6.925 | 6.925 | 6.925
Australia | % | PHS | WACC | 1 | 2019 (1H) | 7.11 | 7.11 | 7.11
India | % | PHS | WACC | 1 | 2019 (1H) | 10.9375 | 10.9375 | 10.9375
United States | % | PHS | WACC | 1 | 2019 (2H) | 4.698 | 5.048 | 5.398
Japan | % | PHS | WACC | 1 | 2019 (2H) | 4.6998 | 4.6998 | 4.6998
Germany | % | PHS | WACC | 1 | 2019 (2H) | 4.97 | 4.97 | 4.97
United Kingdom | % | PHS | WACC | 1 | 2019 (2H) | 5.744 | 5.744 | 5.744
Portugal | % | PHS | WACC | 1 | 2019 (2H) | 6.611 | 6.611 | 6.611
China | % | PHS | WACC | 1 | 2019 (2H) | 6.925 | 6.925 | 6.925
Australia | % | PHS | WACC | 1 | 2019 (2H) | 7.11 | 7.11 | 7.11
India | % | PHS | WACC | 1 | 2019 (2H) | 10.9375 | 10.9375 | 10.9375
United States | % | PHS | WACC | 1 | 2020 (1H) | 4.698 | 5.048 | 5.398
Japan | % | PHS | WACC | 1 | 2020 (1H) | 4.6998 | 4.6998 | 4.6998
Germany | % | PHS | WACC | 1 | 2020 (1H) | 4.97 | 4.97 | 4.97
United Kingdom | % | PHS | WACC | 1 | 2020 (1H) | 5.744 | 5.744 | 5.744
Portugal | % | PHS | WACC | 1 | 2020 (1H) | 6.611 | 6.611 | 6.611
China | % | PHS | WACC | 1 | 2020 (1H) | 6.925 | 6.925 | 6.925
Australia | % | PHS | WACC | 1 | 2020 (1H) | 7.11 | 7.11 | 7.11
India | % | PHS | WACC | 1 | 2020 (1H) | 10.9375 | 10.9375 | 10.9375
United States | % | PHS | WACC | 1 | 2020 (2H) | 4.698 | 5.048 | 5.398
Japan | % | PHS | WACC | 1 | 2020 (2H) | 4.6998 | 4.6998 | 4.6998
Germany | % | PHS | WACC | 1 | 2020 (2H) | 4.97 | 4.97 | 4.97
United Kingdom | % | PHS | WACC | 1 | 2020 (2H) | 5.744 | 5.744 | 5.744
Portugal | % | PHS | WACC | 1 | 2020 (2H) | 6.611 | 6.611 | 6.611
China | % | PHS | WACC | 1 | 2020 (2H) | 6.925 | 6.925 | 6.925
Australia | % | PHS | WACC | 1 | 2020 (2H) | 7.11 | 7.11 | 7.11
India | % | PHS | WACC | 1 | 2020 (2H) | 10.9375 | 10.9375 | 10.9375
United States | % | PHS | WACC | 1 | 2021 (1H) | 4.698 | 5.048 | 5.398
Japan | % | PHS | WACC | 1 | 2021 (1H) | 4.6998 | 4.6998 | 4.6998
Germany | % | PHS | WACC | 1 | 2021 (1H) | 4.97 | 4.97 | 4.97
United Kingdom | % | PHS | WACC | 1 | 2021 (1H) | 5.744 | 5.744 | 5.744
Portugal | % | PHS | WACC | 1 | 2021 (1H) | 6.611 | 6.611 | 6.611
China | % | PHS | WACC | 1 | 2021 (1H) | 6.925 | 6.925 | 6.925
Australia | % | PHS | WACC | 1 | 2021 (1H) | 7.11 | 7.11 | 7.11
United States | % | PHS | WACC | 1 | 2021 (2H) | 4.698 | 5.048 | 5.398
Japan | % | PHS | WACC | 1 | 2021 (2H) | 4.6998 | 4.6998 | 4.6998
Germany | % | PHS | WACC | 1 | 2021 (2H) | 4.97 | 4.97 | 4.97
United Kingdom | % | PHS | WACC | 1 | 2021 (2H) | 5.744 | 5.744 | 5.744
Portugal | % | PHS | WACC | 1 | 2021 (2H) | 6.611 | 6.611 | 6.611
China | % | PHS | WACC | 1 | 2021 (2H) | 6.925 | 6.925 | 6.925
Australia | % | PHS | WACC | 1 | 2021 (2H) | 7.11 | 7.11 | 7.11
United States | % | PHS | WACC | 1 | 2022 (1H) | 4.698 | 5.048 | 5.398
Japan | % | PHS | WACC | 1 | 2022 (1H) | 4.6998 | 4.6998 | 4.6998
Germany | % | PHS | WACC | 1 | 2022 (1H) | 4.97 | 4.97 | 4.97
United Kingdom | % | PHS | WACC | 1 | 2022 (1H) | 5.744 | 5.744 | 5.744
Portugal | % | PHS | WACC | 1 | 2022 (1H) | 6.611 | 6.611 | 6.611
China | % | PHS | WACC | 1 | 2022 (1H) | 6.925 | 6.925 | 6.925
Australia | % | PHS | WACC | 1 | 2022 (1H) | 7.11 | 7.11 | 7.11
Japan | % | PHS | WACC | 1 | 2022 (2H) | 4.6998 | 4.6998 | 4.6998
Germany | % | PHS | WACC | 1 | 2022 (2H) | 5.8937 | 5.8937 | 5.8937
United Kingdom | % | PHS | WACC | 1 | 2022 (2H) | 5.9384 | 5.9384 | 5.9384
United States | % | PHS | WACC | 1 | 2022 (2H) | 6.596 | 6.946 | 7.296
China | % | PHS | WACC | 1 | 2022 (2H) | 6.925 | 6.925 | 6.925
Portugal | % | PHS | WACC | 1 | 2022 (2H) | 7.3059 | 7.3059 | 7.3059
Australia | % | PHS | WACC | 1 | 2022 (2H) | 7.95 | 7.95 | 7.95
Japan | % | PHS | WACC | 1 | 2023 (1H) | 4.6998 | 4.6998 | 4.6998
United Kingdom | % | PHS | WACC | 1 | 2023 (1H) | 5.9384 | 5.9384 | 5.9384
Germany | % | PHS | WACC | 1 | 2023 (1H) | 6.5762 | 6.5762 | 6.5762
United States | % | PHS | WACC | 1 | 2023 (1H) | 6.8801 | 7.2301 | 7.5801
China | % | PHS | WACC | 1 | 2023 (1H) | 6.925 | 6.925 | 6.925
Portugal | % | PHS | WACC | 1 | 2023 (1H) | 7.8194 | 7.8194 | 7.8194
Australia | % | PHS | WACC | 1 | 2023 (1H) | 7.95 | 7.95 | 7.95
Japan | % | PHS | WACC | 1 | 2023 (2H) | 4.6998 | 4.6998 | 4.6998
United Kingdom | % | PHS | WACC | 1 | 2023 (2H) | 6.3272 | 6.3272 | 6.3272
Germany | % | PHS | WACC | 1 | 2023 (2H) | 6.8491 | 6.8491 | 6.8491
China | % | PHS | WACC | 1 | 2023 (2H) | 6.925 | 6.925 | 6.925
United States | % | PHS | WACC | 1 | 2023 (2H) | 6.994 | 7.344 | 7.694
Portugal | % | PHS | WACC | 1 | 2023 (2H) | 8.0248 | 8.0248 | 8.0248
Australia | % | PHS | WACC | 1 | 2023 (2H) | 8.36 | 8.36 | 8.36
Global | $/kW | PHS | CAPEX | 2 | 2015 | 620.95 | 1129 | 1637.05
Global | $/kWh | PHS | CAPEX(energy) | 2 | 2015 | 29.6 | 80 | 130.4
Global | $/kW-yr | PHS | OPEX | 2 | 2015 | 5.92 | 8 | 10.08
Global | $/kWh | PHS | OPEX(energy) | 2 | 2015 | 0.0004 | 0.001 | 0.00116
Global | $/kW | PHS | Replacement Cost | 2 | 2015 | 110.2 | 116 | 121.8
Global | $/kW | PHS | Replacement interval | 2 | 2015 |  | 7300
Global | % | PHS | End-of-life cost | 2 | 2015 |  | 0
Global | % | PHS | Discount rate | 2 | 2015 |  | 0.08
Global | % | PHS | Round-trip efficiency | 2 | 2015 | 0.7098 | 0.78 | 0.8502
Global | cycles | PHS | Lifetime (100% DoD) | 2 | 2015 | 18952.5 | 33250 | 48212.5
Global | years | PHS | Shelf life | 2 | 2015 | 50.05 | 55 | 59.95
Global | %/year | PHS | Time degradation | 2 | 2015 |  | 0.04
Global | %/cycles | PHS | Cycle degradation | 2 | 2015 |  | 7e-08
Global | years | PHS | Construction time | 2 | 2015 |  | 3
Global | $/kW | CAES | CAPEX | 2 | 2015 | 566.15 | 871 | 1175.85
Global | $/kWh | CAES | CAPEX(energy) | 2 | 2015 | 14.43 | 39 | 63.57
Global | $/kW-yr | CAES | OPEX | 2 | 2015 | 2.96 | 4 | 5.04
Global | $/kWh | CAES | OPEX(energy) | 2 | 2015 | 0.0016 | 0.004 | 0.0064
Global | $/kW | CAES | Replacement Cost | 2 | 2015 | 88.35 | 93 | 97.65
Global | $/kW | CAES | Replacement interval | 2 | 2015 |  | 1460
Global | % | CAES | End-of-life cost | 2 | 2015 |  | 0
Global | % | CAES | Discount rate | 2 | 2015 |  | 0.08
Global | % | CAES | Round-trip efficiency | 2 | 2015 | 0.3696 | 0.44 | 0.5104
Global | cycles | CAES | Lifetime (100% DoD) | 2 | 2015 | 13000 | 16250 | 19500
Global | years | CAES | Shelf life | 2 | 2015 | 20.1 | 30 | 39.9
Global | %/year | CAES | Time degradation | 2 | 2015 |  | 0.007
Global | %/cycles | CAES | Cycle degradation | 2 | 2015 |  | 1.4e-07
Global | years | CAES | Construction time | 2 | 2015 |  | 2
Global | $/kW | LiB | CAPEX | 2 | 2015 | 562.74 | 678 | 793.26
Global | $/kWh | LiB | CAPEX(energy) | 2 | 2015 | 609.52 | 802 | 994.48
Global | $/kW-yr | LiB | OPEX | 2 | 2015 | 6.5 | 10 | 13.5
Global | $/kWh | LiB | OPEX(energy) | 2 | 2015 | 0.0012 | 0.003 | 0.0048
Global | $/kW | LiB | Replacement Cost | 2 | 2015 | 0 | 0 | 0
Global | $/kW | LiB | Replacement interval | 2 | 2015 |  | 3250
Global | % | LiB | End-of-life cost | 2 | 2015 |  | 0
Global | % | LiB | Discount rate | 2 | 2015 |  | 0.08
Global | % | LiB | Round-trip efficiency | 2 | 2015 | 0.7998 | 0.86 | 0.9202
Global | cycles | LiB | Lifetime (100% DoD) | 2 | 2015 | 2015 | 3250 | 4485
Global | years | LiB | Shelf life | 2 | 2015 | 8.06 | 13 | 17.94
Global | %/year | LiB | Time degradation | 2 | 2015 |  | 0.017
Global | %/cycles | LiB | Cycle degradation | 2 | 2015 |  | 6.9e-07
Global | years | LiB | Construction time | 2 | 2015 |  | 1
United States | $/kWh | LiB | CAPEX(energy) | 3 | 2017 | 473 | 866.5 | 1260
United States | $/kWh | LiB | CAPEX(energy) | 3 | 2017 | 200 | 530 | 860
United States | % | LiB | Discount rate | 3 | 2017 |  | 0.046154
Global | % | LiB | End-of-life cost | 6 | 2018 |  | 0.116
Global | years | LiB | Shelf life | 6 | 2018 |  | 12
Global | %/year | LiB | Time degradation | 6 | 2018 |  | 0.0184
Global | % | LiB | Round-trip efficiency | 6 | 2018 |  | 0.85
Global | % | LiB | Discount rate | 6 | 2018 |  | 0.085
Global | % | LiB | Capacity factor | 6 | 2020 |  | 0.5
Global | % | LiB | Round-trip efficiency | 6 | 2020 |  | 0.72
Australia | $/kW | LiB | CAPEX | 4 | 2023 |  | 451
Australia | $/kW | CAES | CAPEX | 4 | 2023 |  | 2310
Australia | $/kW | PHS | CAPEX | 4 | 2023 |  | 1883
Australia | $/kWh | LiB | CAPEX(energy) | 4 | 2023 |  | 265
Australia | $/kWh | CAES | CAPEX(energy) | 4 | 2023 |  | 123
Australia | $/kWh | PHS | CAPEX(energy) | 4 | 2023 |  | 70
Australia | $/kW-yr | LiB | OPEX | 4 | 2023 |  | 4.51
Australia | $/kW-yr | CAES | OPEX | 4 | 2023 |  | 23.1
Australia | $/kW-yr | PHS | OPEX | 4 | 2023 |  | 18.83
Australia | $/kWh | LiB | OPEX(energy) | 4 | 2023 |  | 2.65
Australia | $/kWh | CAES | OPEX(energy) | 4 | 2023 |  | 1.23
Australia | $/kWh | PHS | OPEX(energy) | 4 | 2023 |  | 0.7
Australia | cycles | LiB | Lifetime (100% DoD) | 4 | 2023 |  | 6000
Australia | cycles | CAES | Lifetime (100% DoD) | 4 | 2023 |  | 30000
Australia | cycles | PHS | Lifetime (100% DoD) | 4 | 2023 |  | 30000
Australia | hours | LiB | Discharge time | 4 | 2023 |  | 2
Australia | hours | LiB | Discharge time | 3 | 2023 |  | 4
Australia | hours | PHS | Discharge time | 4 | 2023 |  | 24
Australia | hours | CAES | Discharge time | 4 | 2023 |  | 8
Global | hours | LiB | Discharge time | 2 | 2015
Global | hours | PHS | Discharge time | 2 | 2015
Global | hours | CAES | Discharge time | 2 | 2015
Australia | years | LiB | Shelf life | 4 | 2023 |  | 15
Australia | years | CAES | Shelf life | 4 | 2023 |  | 35
Australia | years | PHS | Shelf life | 4 | 2023 |  | 35
Australia | % | LiB | Round-trip efficiency | 4 | 2023 |  | 0.81
Australia | % | CAES | Round-trip efficiency | 4 | 2023 |  | 0.6
Australia | % | PHS | Round-trip efficiency | 4 | 2023 |  | 0.75
Australia | % | LiB | Discount rate | 4 | 2023 |  | 0.06
Australia | % | CAES | Discount rate | 4 | 2023 |  | 0.06
Australia | % | PHS | Discount rate | 4 | 2023 |  | 0.06
United States | $/kWh | LiB | CAPEX(energy) | 5 | 2018 | 393 | 469 | 581
United States | $/kW | LiB | CAPEX | 5 | 2018 | 1570 | 1876 | 2322
United States | $/kW-yr | LiB | OPEX | 5 | 2018 |  | 10
United States | $/kWh | LiB | OPEX(energy) | 5 | 2018 |  | 0.0003
United States | % | LiB | Round-trip efficiency | 5 | 2018 |  | 0.86
United States | %/year | LiB | Time degradation | 5 | 2018 |  | 0.005
United States | cycles | LiB | Lifetime (100% DoD) | 5 | 2018 |  | 4375
United States | years | LiB | Shelf life | 5 | 2018 |  | 10
United States | $/kW | PHS | CAPEX | 5 | 2018 | 1700 | 2638 | 3200
United States | $/kWh | PHS | CAPEX(energy) | 5 | 2018 | 106 | 165 | 200
United States | $/kW-yr | PHS | OPEX | 5 | 2018 |  | 15.9
United States | $/kWh | PHS | OPEX(energy) | 5 | 2018 |  | 2.5e-06
United States | % | PHS | Round-trip efficiency | 5 | 2018 |  | 0.8
United States | cycles | PHS | Lifetime (100% DoD) | 5 | 2018 |  | 18750
United States | years | PHS | Shelf life | 5 | 2018 | 20 | 35 | 50
United States | hours | LiB | Discharge time | 5 | 2018 |  | 4
United States | hours | PHS | Discharge time | 5 | 2018 |  | 16
United States | $/kWh | CAES | CAPEX(energy) | 5 | 2018 | 94 | 105 | 229
United States | $/kW | CAES | CAPEX | 5 | 2018 | 1050 | 1699 | 2544
United States | $/kW-yr | CAES | OPEX | 5 | 2018 |  | 16.7
United States | $/kWh | CAES | OPEX(energy) | 5 | 2018 |  | 0.0021
United States | % | CAES | Round-trip efficiency | 5 | 2018 |  | 0.52
United States | cycles | CAES | Lifetime (100% DoD) | 5 | 2018 |  | 12500
United States | years | CAES | Shelf life | 5 | 2018 |  | 25
United States | hours | CAES | Discharge time | 5 | 2018 |  | 16
United States | $/kW | CAES | CAPEX | 7 | 2017 |  | 1105
United States | $/kW | CAES | CAPEX | 8 | 2017 |  | 1481
United States | $/kW | CAES | CAPEX | 10 | 2018 | 1050 | 1225 | 1400
United States | $/kW | CAES | CAPEX | 11 | 2018 | 1051 | 1226 | 1401
United States | $/kW | CAES | CAPEX | 12 | 2012 |  | 1047
United States | % | CAES | Round-trip efficiency | 13 | 2018 |  | 0.65
United States | % | CAES | Round-trip efficiency | 9 | 2017 |  | 0.5
United States | % | CAES | Round-trip efficiency | 14 | 2016 |  | 0.7
United States | % | CAES | Round-trip efficiency | 15 | 2012 |  | 0.54
United States | % | CAES | Round-trip efficiency | 9 | 2017 |  | 0.7
United States | % | CAES | Round-trip efficiency | 16 | 2018 |  | 0.73
United States | % | CAES | Round-trip efficiency | 5 | 2016 |  | 0.6712
United States | % | CAES | Round-trip efficiency | 12 | 2012 |  | 0.69
United States | years | CAES | Shelf life | 13 | 2018 |  | 25
United States | years | CAES | Shelf life | 9 | 2017 | 30
United States | years | CAES | Shelf life | 14 | 2016 | 30
United States | $/kWh | LiB | CAPEX(energy) | 14 | 2016 | 6 | 9 | 12
United States | $/kW-yr | LiB | OPEX | 5 | 2017 | 6 | 10 | 15
United States | $/kW-yr | LiB | OPEX | 9 | 2017 |  | 10
United States | $/kW-yr | LiB | OPEX | 17 | 2014 |  | 10
United States | $/kW-yr | LiB | OPEX | 18 | 2015 |  | 20
United States | $/kWh | LiB | CAPEX(energy) | 19 | 2017 | 325 | 512.5 | 700
United States | $/kWh | LiB | CAPEX(energy) | 20 | 2016 | 325 | 387.5 | 450
United States | $/kWh | LiB | CAPEX(energy) | 20 | 2016 | 350 | 437.5 | 525
United States | $/kWh | LiB | CAPEX(energy) | 20 | 2016 | 500 | 675 | 850
United States | $/kWh | LiB | CAPEX(energy) | 9 | 2017 | 340 | 395 | 450
United States | $/kWh | LiB | CAPEX(energy) | 9 | 2017 | 340 | 465 | 590
United States | $/kWh | LiB | CAPEX(energy) | 9 | 2017 |  | 500 | 850
United States | $/kWh | LiB | CAPEX(energy) | 19 | 2017 |  | 273
United States | $/kWh | LiB | CAPEX(energy) | 21 | 2017 |  | 285
United States | $/kWh | LiB | CAPEX(energy) | 22 | 2014 |  | 540
United States | $/kWh | LiB | CAPEX(energy) | 23 | 2017 |  | 400
United States | $/kWh | LiB | CAPEX(energy) | 17 | 2014 |  | 573
United States | $/kWh | LiB | CAPEX(energy) | 18 | 2015 |  | 300
United States | $/kWh | LiB | CAPEX(energy) | 5 | 2017 | 409 | 535.5 | 662
United States | $/kWh | LiB | CAPEX(energy) | 25 | 2016 | 180 | 350 | 520
United States | $/kWh | LiB | CAPEX(energy) | 25 | 2016 | 180 | 350 | 520
United States | $/kWh | LiB | CAPEX(energy) | 25 | 2016 | 300 | 375 | 450
United States | $/kWh | LiB | CAPEX(energy) | 25 | 2016 | 430 | 715 | 1000
United States | $/kWh | LiB | CAPEX(energy) | 26 | 2017 | 209 | 276 | 343
United States | cycles | LiB | Lifetime (100% DoD) | 13 | 2018 |  | 2500
United States | cycles | LiB | Lifetime (100% DoD) | 9 | 2017 |  | 3500
United States | cycles | LiB | Lifetime (100% DoD) | 23 | 2017 | 400 | 800 | 1200
United States | cycles | LiB | Lifetime (100% DoD) | 18 | 2015 |  | 7821.4286
United States | cycles | LiB | Lifetime (100% DoD) | 14 | 2016 | 1000 | 1500 | 2000
United States | years | LiB | Shelf life | 13 | 2018 |  | 15
United States | years | LiB | Shelf life | 19 | 2017 |  | 10
United States | years | LiB | Shelf life | 17 | 2014 |  | 10
United States | % | LiB | Round-trip efficiency | 23 | 2017 | 0.8 | 0.85 | 0.9
United States | years | LiB | Shelf life | 24 | 2016 |  | 9
United States | % | LiB | Round-trip efficiency | 18 | 2015 |  | 0.92
United States | years | LiB | Shelf life | 14 | 2016 | 15 | 17.5 | 20
United States | % | LiB | Round-trip efficiency | 9 | 2017 | 0.77 | 0.81 | 0.85
United States | % | LiB | Round-trip efficiency | 23 | 2017 | 0.8 | 0.85 | 0.9
United States | % | LiB | Round-trip efficiency | 18 | 2015 |  | 0.92
United States | % | LiB | Round-trip efficiency | 14 | 2016 | 0.9 | 0.94 | 0.98
United States | $/kW | PHS | CAPEX | 8 | 2017 | 1500 | 3100 | 4700
United States | $/kWh | PHS | CAPEX(energy) | 25 | 2016 | 70 | 150 | 230
United States | $/kW | PHS | CAPEX | 27 | 2018 |  | 2020
United States | $/kWh | PHS | CAPEX(energy) | 13 | 2018 | 250 | 300 | 350
United States | $/kW | PHS | CAPEX | 5 | 2018 | 1500 | 1750 | 2000
United States | $/kW | PHS | CAPEX | 5 | 2018 |  | 3000
United States | $/kW | PHS | CAPEX | 5 | 2018 |  | 1300
United States | $/kW | PHS | CAPEX | 5 | 2018 | 1800 | 2500 | 3200
United States | $/kW | PHS | CAPEX | 12 | 2012 |  | 2230
United States | $/kW-yr | PHS | OPEX | 27 | 2007 |  | 17.6
United States | $/kW-yr | PHS | OPEX | 8 | 2017 | 6.2 | 24.75 | 43.3
United States | $/kW-yr | PHS | OPEX | 29 | 2018 | 5 | 12.5 | 20
United States | % | PHS | Round-trip efficiency | 13 | 2018 |  | 0.8
United States | % | PHS | Round-trip efficiency | 19 | 2017 |  | 0.82
United States | % | PHS | Round-trip efficiency | 5 | 2018 | 0.7 | 0.785 | 0.87
Global | $/kWh | LiB | CAPEX(energy) | 28 | 2022 |  | 137
Global | hours | LiB | Discharge time | 28 | 2022 |  | 4
Global | $/kWh | LiB | CAPEX(energy) | 28 | 2021 |  | 165
Global | % | PHS | Round-trip efficiency | 31 | 2017 | 0.7 | 0.77 | 0.84
Global | years | PHS | Shelf life | 31 | 2017 | 40 | 50 | 60
Global | $/kWh | CAES | CAPEX(energy) | 31 | 2015 |  | 53
Global | $/kWh | CAES | CAPEX(energy) | 31 | 2024 |  | 44
Global | % | CAES | Round-trip efficiency | 31 | 2017 | 0.6 | 0.65 | 0.7
Global | $/kWh | LiB | CAPEX(energy) | 31 | 2017 | 200 | 520 | 840
Global | $/kWh | LiB | CAPEX(energy) | 31 | 2017 | 474 | 867 | 1260
Global | % | LiB | Round-trip efficiency | 31 | 2017 | 0.92 | 0.94 | 0.96
Global | cycles | LiB | Lifetime (100% DoD) | 31 | 2017 | 500 | 6000 | 20000
Global | hours | CAES | Discharge time | 32 | 2021 | 2 |  | 26
Global | % | CAES | Round-trip efficiency | 33 | 2013 | 0.29 | 0.325 | 0.36
Global | % | CAES | Round-trip efficiency | 32 | 2021 | 0.33 | 0.63 | 0.74
Global | years | PHS | Shelf life | 34 | 2008 | 40 | 50 | 60
Global | years | PHS | Shelf life | 36 | 2000
Global | years | PHS | Shelf life | 37 | 2013 | 30 | 40 | 60
Global | cycles | PHS | Lifetime (100% DoD) | 38 | 2010 | 10000 | 20000 | 30000
Global | % | PHS | Round-trip efficiency | 34 | 2008 | 0.7 | 0.775 | 0.85
Global | years | CAES | Shelf life | 34 | 2008 | 20 | 30 | 40
Global | years | CAES | Shelf life | 39 | 2008 |  | 20
Global | cycles | CAES | Lifetime (100% DoD) | 38 | 2010 | 8000 | 10000 | 12000
Global | % | CAES | Round-trip efficiency | 40 | 2014 |  | 0.7
Global | years | LiB | Shelf life | 34 | 2008 | 5 | 10 | 15
Global | $/kW | PHS | CAPEX | 34 | 2008 | 2500 | 3400 | 4300
Global | $/kWh | PHS | CAPEX(energy) | 34 | 2008 | 5 | 50 | 100
Global | $/kW-yr | PHS | OPEX | 41 | 2009 |  | 3
Global | $/kWh | PHS | OPEX(energy) | 41 | 2009 |  | 0.004
Global | $/kWh | CAES | OPEX(energy) | 41 | 2009 |  | 0.003
Global | $/kW-yr | CAES | OPEX | 41 | 2009 | 19 | 22.5 | 25
Global | $/kW | CAES | CAPEX | 34 | 2008 | 400 | 600 | 800
Global | $/kWh | CAES | CAPEX(energy) | 34 | 2008 | 2 | 35 | 50
Global | $/kW | CAES | CAPEX | 37 | 2013 | 800 | 900 | 1000
Global | $/kW | LiB | CAPEX | 34 | 2008 | 1200 | 2550 | 4000
Global | $/kWh | LiB | CAPEX(energy) | 34 | 2008 | 600 | 1550 | 2500
China | % | LiB | Round-trip efficiency | 44 | 2019 |  | 0.5439
Global | hours | PHS | Discharge time | 47 | 2019 | 4 | 10 | 16
Global | years | PHS | Shelf life | 47 | 2019 | 30 | 45 | 60
China | % | PHS | Round-trip efficiency | 47 | 2019 | 0.7 | 0.775 | 0.85
China | hours | CAES | Discharge time | 47 | 2019 | 2 | 16 | 30
China | years | CAES | Shelf life | 47 | 2019 | 20 | 30 | 40
China | % | CAES | Round-trip efficiency | 47 | 2019 | 0.4 | 0.55 | 0.7
China | hours | LiB | Discharge time | 47 | 2019 | 0.016667 | 4 | 8
China | % | LiB | Round-trip efficiency | 47 | 2019 | 0.85 | 0.9 | 0.95
Global | cycles | LiB | Lifetime (100% DoD) | 48 | 2022 | 1500 | 3150 | 4800
Global | cycles | LiB | Lifetime (100% DoD) | 48 | 2022 | 1000 | 3000 | 5000
Global | cycles | LiB | Lifetime (100% DoD) | 48 | 2022 | 1000 | 5500 | 10000
Global | cycles | LiB | Lifetime (100% DoD) | 48 | 2022 | 7000 | 11000 | 15000
Global | % | LiB | Round-trip efficiency | 48 | 2022 | 0.75 | 0.86 | 0.97
Global | % | LiB | Round-trip efficiency | 48 | 2022 | 0.9 | 0.935 | 0.97
Global | $/kWh | LiB | CAPEX(energy) | 48 | 2022 | 170 | 190 | 210
Global | $/kWh | LiB | CAPEX(energy) | 48 | 2022 | 250 | 275 | 300
Global | $/kWh | LiB | CAPEX(energy) | 48 | 2022 | 159 | 174.5 | 190
Global | $/kWh | LiB | CAPEX(energy) | 48 | 2022 | 400 | 700 | 1000
Global | $/kWh | LiB | OPEX(energy) | 48 | 2022 |  | 8
Global | $/kWh | LiB | OPEX(energy) | 48 | 2022 |  | 8
Global | $/kWh | LiB | OPEX(energy) | 48 | 2022 |  | 8
Global | $/kWh | LiB | OPEX(energy) | 48 | 2022 |  | 6
Global | years | LiB | Construction time | 48 | 2022 |  | 0.5
India | $/kWh | LiB | CAPEX(energy) | 51 | 2013 |  | 780
India | $/kWh | LiB | CAPEX(energy) | 51 | 2014 |  | 692
India | $/kWh | LiB | CAPEX(energy) | 51 | 2015 |  | 448
India | $/kWh | LiB | CAPEX(energy) | 51 | 2016 |  | 345
India | $/kWh | LiB | CAPEX(energy) | 51 | 2017 |  | 258
India | $/kWh | LiB | CAPEX(energy) | 51 | 2018 |  | 211
India | $/kWh | LiB | CAPEX(energy) | 51 | 2019 |  | 183
India | $/kWh | LiB | CAPEX(energy) | 51 | 2020 |  | 160
India | $/kWh | LiB | CAPEX(energy) | 51 | 2021 |  | 150
India | $/kWh | LiB | CAPEX(energy) | 51 | 2022 |  | 161
India | $/kWh | LiB | CAPEX(energy) | 51 | 2023 |  | 139
Global | cycles | LiB | Lifetime (100% DoD) | 52 | 2024 | 2000 | 11000 | 20000
Global | % | PHS | CAGR | 52 | 2024 |  | 0.059
Global | $/kWh | CAES | CAPEX(energy) | 53 | 2024 |  | 293
Global | $/kWh | LiB | CAPEX(energy) | 53 | 2024 |  | 304
Global | hours | LiB | Discharge time | 53 | 2024 |  | 4
United States | hours | LiB | Discharge time | 55 | 2022 |  | 4
United States | $/kWh | LiB | CAPEX(energy) | 55 | 2022 |  | 443
United States | $/kWh | LiB | CAPEX(energy) | 55 | 2022 |  | 382
United States | $/kW | LiB | CAPEX | 55 | 2022 |  | 886
United States | $/kW | LiB | CAPEX | 55 | 2022 |  | 1527
United States | $/kWh | PHS | CAPEX(energy) | 55 | 2022 |  | 72.4
United States | $/kW | PHS | CAPEX | 55 | 2022 |  | 1150.8
United States | $/kWh | PHS | OPEX(energy) | 55 | 2022 |  | 0.5125
United States | $/kW-yr | PHS | OPEX | 55 | 2022 |  | 26.62
United States | % | PHS | Round-trip efficiency | 55 | 2022 |  | 0.8
United States | cycles | PHS | Lifetime (100% DoD) | 55 | 2022 |  | 18750
United States | % | PHS | WACC | 55 | 2022 |  | 0.065
United States | years | PHS | Shelf life | 55 | 2022 |  | 40
United States | $/kWh | CAES | CAPEX(energy) | 55 | 2022 |  | 3.66
United States | $/kW | CAES | CAPEX | 55 | 2022 |  | 1153
United States | $/kWh | CAES | OPEX(energy) | 55 | 2022 |  | 0.5125
United States | $/kW-yr | CAES | OPEX | 55 | 2022 |  | 16.12
United States | % | CAES | Round-trip efficiency | 55 | 2022 |  | 0.52
United States | cycles | CAES | Lifetime (100% DoD) | 55 | 2022 |  | 10000
United States | % | CAES | WACC | 55 | 2022 |  | 0.065
United States | years | CAES | Shelf life | 55 | 2022 |  | 25
United States | $/kWh | LiB | CAPEX(energy) | 55 | 2022 |  | 320
United States | $/kW | LiB | CAPEX | 55 | 2022 |  | 246
United States | $/kWh | LiB | OPEX(energy) | 55 | 2022 |  | 0.5125
United States | $/kW-yr | LiB | OPEX | 55 | 2022 |  | 10
United States | % | LiB | Round-trip efficiency | 55 | 2022 |  | 0.86
United States | cycles | LiB | Lifetime (100% DoD) | 55 | 2022 |  | 4375
United States | % | LiB | WACC | 55 | 2022 |  | 0.065
United States | years | LiB | Shelf life | 55 | 2022 |  | 10
United Kingdom | % | LiB | CAGR | 56 | 2023 |  | 0.07
United Kingdom | % | PHS | CAGR | 56 | 2023 |  | 0.07
United Kingdom | % | CAES | CAGR | 56 | 2023 |  | 0.07
United Kingdom | $/kWh | LiB | CAPEX(energy) | 56 | 2023 | 130 | 140 | 150
United Kingdom | $/kWh | LiB | CAPEX(energy) | 56 | 2014 |  | 290
United Kingdom | $/kWh | LiB | CAPEX(energy) | 56 | 2015 |  | 230
United Kingdom | $/kWh | LiB | CAPEX(energy) | 56 | 2016 |  | 180
United Kingdom | $/kWh | LiB | CAPEX(energy) | 56 | 2017 |  | 140
United Kingdom | $/kWh | LiB | CAPEX(energy) | 56 | 2018 |  | 128
United Kingdom | $/kWh | LiB | CAPEX(energy) | 56 | 2019 |  | 120
United Kingdom | $/kWh | LiB | CAPEX(energy) | 56 | 2020 |  | 110
United Kingdom | $/kWh | LiB | CAPEX(energy) | 56 | 2021 |  | 105
United Kingdom | $/kWh | LiB | CAPEX(energy) | 56 | 2022 |  | 115
United Kingdom | $/kWh | LiB | CAPEX(energy) | 56 | 2023 |  | 130
United Kingdom | $/kW | LiB | CAPEX | 58 | 2022 |  | 331
United Kingdom | $/kW-yr | LiB | OPEX | 58 | 2022 |  | 5
United Kingdom | years | LiB | Shelf life | 58 | 2022 |  | 15
United Kingdom | $/kW | CAES | CAPEX | 58 | 2022 |  | 993
United Kingdom | hours | CAES | Discharge time | 58 | 2022 |  | 20
United Kingdom | $/kW-yr | CAES | OPEX | 58 | 2022 |  | 15
United Kingdom | $/kW | CAES | CAPEX | 58 | 2022 |  | 1385
United Kingdom | years | CAES | Shelf life | 58 | 2022 |  | 25
United Kingdom | % | CAES | Round-trip efficiency | 58 | 2022 |  | 0.6
United Kingdom | % | LiB | Round-trip efficiency | 58 | 2022 |  | 0.85
Global | % | LiB | Round-trip efficiency | 59 | 2023 | 0.85 | 0.9 | 0.95
Global | years | LiB | Shelf life | 59 | 2023 | 5 | 10 | 15
Global | % | PHS | Round-trip efficiency | 59 | 2023 | 0.7 | 0.77 | 0.82
Global | years | PHS | Shelf life | 59 | 2023 | 50 | 55 | 60
Global | % | CAES | Round-trip efficiency | 59 | 2023 | 0.7 | 0.8 | 0.9
Global | years | CAES | Shelf life | 59 | 2023 | 25 | 33 | 40
Global | $/kWh | LiB | CAPEX(energy) | 60 | 2022 |  | 527
Global | $/kW-yr | LiB | OPEX | 60 | 2022 |  | 7.905
Global | years | LiB | Shelf life | 60 | 2022 |  | 12.5
Global | %/cycles | LiB | Cycle degradation | 60 | 2022 |  | 0.0069
Global | % | LiB | Round-trip efficiency | 60 | 2022 |  | 0.825
Global | $/kWh | LiB | CAPEX(energy) | 61 | 2020 |  | 316
Global | % | LiB | Round-trip efficiency | 61 | 2020 |  | 0.95
Global | cycles | LiB | Lifetime (100% DoD) | 61 | 2020 |  | 6245
Global | years | LiB | Shelf life | 61 | 2020 |  | 12
Global | % | LiB | CAGR | 62 | 2019 |  | 0.036
Global | % | LiB | CAGR | 62 | 2020 |  | 0.098
Global | % | LiB | Round-trip efficiency | 62 | 2022 | 0.9 | 0.925 | 0.95
Global | years | LiB | Shelf life | 62 | 2022 | 8 | 9 | 10
Global | cycles | LiB | Lifetime (100% DoD) | 62 | 2022 | 3000 | 5500 | 10000
China | $/kWh | LiB | CAPEX(energy) | 62 | 2022 | 446.5562 | 809.3831 | 1255.9393
China | $/kW | LiB | CAPEX | 62 | 2022 | 223.2781 | 348.872 | 627.9696
China | $/kW-yr | LiB | OPEX | 62 | 2022 | 13.3967 | 37.6782 | 62.797
China | % | LiB | Discount rate | 62 | 2022 |  | 0.08
China | hours | LiB | Discharge time | 62 | 2022 |  | 4
China | years | LiB | Shelf life | 62 | 2022 |  | 8
Brazil | $/kW | PHS | CAPEX | 68 | 2021 | 431.05 | 1167.427 | 2155.2498
Brazil | $/kW-yr | PHS | OPEX | 68 | 2021 |  | 12.5723
Brazil | $/kW | LiB | CAPEX | 68 | 2021 | 898.0208 | 1113.5457 | 1760.1207
Brazil | $/kW-yr | LiB | OPEX | 68 | 2021 |  | 10.7762

## inflation
Inflation conversion | 2001 | 2002 | 2003 | 2004 | 2005 | 2006 | 2007 | 2008 | 2009 | 2010 | 2011 | 2012 | 2013 | 2014 | 2015 | 2016 | 2017 | 2018 | 2019 | 2020 | 2021 | 2022 | 2023 | 2024
$1 in 2024 | 1.82 | 1.78 | 1.75 | 1.71 | 1.66 | 1.56 | 1.52 | 1.46 | 1.46 | 1.44 | 1.4 | 1.37 | 1.35 | 1.33 | 1.33 | 1.31 | 1.28 | 1.25 | 1.23 | 1.21 | 1.16 | 1.07 | 1.03 | 1
Source: 69

## Exchange rates
Currency | USD | Date
BRL | 5.5678 | 2021-12-31
CNY | 7.166 | 2024-07-01
EUR | 0.91665
GBP | 0.7841
USD | 1

## Cost Breakdown
Storage Technology | Capital Cost ($/kWh) | BOP ($/kWh) | PCS ($/kWh) | C&C ($/kWh) | O&M ($/kWh) | Total ($/kWh | RANK
Sodium-sulfur | 87 | 3 | 12 | 18 | 3 | 123 | 6
Lithium -ion battery | 44 | 4 | 12 | 12 | 3 | 74 | 3
Lead acid battery | 101 | 10 | 34 | 67 | 3 | 217 | 9
Sodium metal halide | 96 | 3 | 12 | 16 | 3 | 130 | 7
Zinc-hybrid cathode | 43 | 4 | 14 | 28 | 3 | 91 | 4
Redox flow | 73 | 3 | 12 | 25 | 3 | 116 | 5
Pumped storage hydro storage system | 18 | 0 | 0 | 0 | 1 | 19 | 2
Compressed air storage (CAS) | 11 | 0 | 0 | 0 | 1 | 13 | 1
Flywheel storage | 2936 | 0 | 0 | 57 | 76 | 3069 | 10
Ultracapacitor storage | 6894 | 1719 | 6017 | 10 | 240 | 14880 | 11
Combustion turbine | 111 | 0 | 0 | 0 | 38 | 150 | 8
Source: 63, 64

## Sheet9 (hidden)
0 | 0
Global cumulative installed capacity (GW)
Global cumulative installed capacity (GW)
8
MEWW | 2013 | 2017 | 2018
Nuclear | 498.3205
Oil | 1108.046
Coal | 2500.511
Coal + CCS | 0
IGCC | 0
IGCC + CCS | 0
CCGT | 1863.112
CCGT + CCS | 0
Solid Biomass | 65.4707
S Biomass CCS | 0
BIGCC | 0
BIGCC + CCS | 0
Biogas | 11.4614
Biogas + CCS | 0
Tidal | 0.36733
Large Hydro | 1286.86
Onshore | 130.1854
Offshore | 0
Solar PV | 13.8984
CSP | 0.25072
Geothermal | 14.69
Wave | 0
Fuel Cells | 0.55081
CHP | 0
LOB | 0 | 2.47 | 1.629
PHES | 0 |  | 169.557
CAES | 0 |  | 0.407
Placeholder 4 | 0
Placeholder 5 | 0
Placeholder 6 | 0
Placeholder 7 | 0
Placeholder 8 | 0
Placeholder 9 | 0
Placeholder 10 | 0
Placeholder 11 | 0
1

## Sources
References
1 | BloombergNEF. (2024). 2H 2023 LCOE: Data Viewer (v 1.0). Bloomberg.
2 | Schmidt, O., Melchior, S., Hawkes, A., & Staffell, I. (2019). Projecting the Future Levelized Cost of Electricity Storage Technologies. Joule, 3(1), 81–100. https://doi.org/10.1016/j.joule.2018.12.008
3 | Australia’s National Science Agency, Graham, P., Hayward, J., & Foster, J. (2024). GenCost 2023‐24. Final Report. Commonwealth Scientific and Industrial Research Organisation. https://www.csiro.au/-/media/Energy/GenCost/GenCost2023-24Final_20240503.pdf
4 | Srinivasan, V., Delaval , B., Dollman , R., Towns , A., Charnock , S., Palfreyman , D., Hayward, J., Graham , P., Foster , J., Reedman , L., & Tourbier, D. (2023). CSIRO (2023) Renewable Energy Storage Roadmap . Australia’s National Science Agency .
5 | IRENA . (2017). Electricity Storage and Renewables: Costs and Markets to 2030. International Renewable Energy Agency.
6 | Pacific Northwest National Laboratory. (2019). Energy Storage Technology and Cost Characterization Report. HydroWIRES.
7 | Aquino T, C Zuelch, and C Koss. 2017b. Energy Storage Technology Assessment. HDR Report No. 10060535-0ZP-C1001, November 6, 2017. Prepared for the Public Service Company of New Mexico by HDR. Omaha, Nebraska.
8 | Aquino, T., Roling, M., Baker, C., & Rowland, L. (2017). Battery Energy Storage Technology Assessment. HDR.
9 | Pacific Northwest National Laboratory. (2019). Energy Storage Technology and Cost Characterization Report. HydroWIRES.
10 | Pacific Northwest National Laboratory. (2019). Energy Storage Technology and Cost Characterization Report. HydroWIRES.
11 | Black & Veatch. (2012). Cost and Performance Data for Power Generation Technologies. National Renewable Energy Laboratory.
12 | May, G. J., Davidson, A., & Monahov, B. (2018). Lead batteries for utility energy storage: A review. Journal of Energy Storage, 15, 145–157. https://doi.org/10.1016/j.est.2017.11.008
13 | EASE (European Association for Energy Storage). (2016). Technologies. EASE Storage. https://ease-storage.eu/energy-storage/technologies/
14 | Gyuk I. (2012). “Buffering the Grid with Compressed Air Energy Storage.” CAES Webinar, January 20, 2012.
15 | Pacific Northwest National Laboratory. (2019). Energy Storage Technology and Cost Characterization Report. HydroWIRES.
16 | Manuel, W. (2014). Energy Storage Study 2014. https://www.energy.ca.gov/sites/default/files/2019-05/2014-10-28_Turlock_Irrigation_District_Energy_Storage_Study.pdf
17 | DiOrio, N., Dobos, A., & Janzou, S. (2015, November 1). Economic Analysis Case Studies of Battery Energy Storage with SAM. Www.osti.gov. https://www.osti.gov/biblio/1226239
18 | Curry, C. (2017). Lithium-ion battery costs and market. Bloomberg New Energy Finance, 5(4-6), 43.
19 | DNV, G. (2016). Battery energy storage study for the 2017 irp. Salt Lake City, UT: PacifiCorp. https://www. pacificorp. com/content/dam/pcorp/documents/en/pacificorp/energy/integratedresource-plan/2017-irp/2017-irp-support-and-studies/10018304_R-01-D_PacifiCorp_Battery_Energy_Storage_Study. pdf.
20 | Watanabe, C. (2017). Why battery cost could put the brakes on electric car sales. Bloomberg. November, 28, 2017.
21 | Wright, P. (2014). Trends in Renewable Energy and Storage. Goldman Sachs-North American Energy Summit. June, 10, 2014.
22 | Greenspon, A. (2017). The Energy Storage Landscape: Feasibility of Alternatives to Lithium Based Batteries. Harvard Energy Journal Club.
23 | Newbery, D. G. (2016). A simple introduction to the economics of storage: shifting demand and supply over time and space.
24 | Kamath, H. (2016, November). Batteries and Energy Storage: Looking Past the Hype. Presentation to Tucson Electric Power. IRP Workshop on Energy Storage. Electric Power Research Institute, Palo Alto, California (November 2).
25 | Damato, G. (2017). Energy Storage Cost Analysis: Executive Summary of 2017 Methods and Results. EPRI.
26 | Pandarum, A. (n.d.). “Price Parity” of Solar PV with Storage?
27 | USBR (United States Bureau of Reclamation). “Mt. Elbert Pumped-Storage Powerplant: Fryingpan- Arkansas Project.” Accessed on July 10, 2018 at https://www.usbr.gov/projects/pdf.php?id=46.
28 | Ramasamy, V., Zuboy, J., O’Shaughnessy, E., Feldman, D., Desai, J., Woodhouse, M., Basore, P., & Margolis, R. (2022). U.S. Solar Photovoltaic System and Energy Storage Cost Benchmarks, With Minimum Sustainable Price Analysis: Q1 2022. NREL.
29 | Uría-Martínez, R., Johnson, M., O'Connor, P., Samu, N. M., Witt, A. M., Battey, H., ... & Wagoner, S. (2018). 2017 hydropower market report. Oak Ridge National Laboratory (ORNL), Oak Ridge, TN (United States). Oak Ridge National Laboratory Hydropower (ORNLHYDRO).
30 | IRENA . (2024). Renewable Energy Capacity Statistics 2024. IRENA.
31 | IRENA. (2017). Electricity Storage and Renewables: Costs and Markets to 2030. International Renewable Energy Agency.
32 | IRENA. (2017). Electricity Storage and Renewables: Costs and Markets to 2030. International Renewable Energy Agency.
33 | King, M., Jain, A., Bhakar, R., Mathur, J., & Wang, J. (2021). Overview of current compressed air energy storage projects and analysis of the potential underground storage capacity in India and the UK. Renewable and Sustainable Energy Reviews, 139. https://doi.org/10.1016/j.rser.2021.110705
34 | Foley, A., & Díaz Lobera, I. (2013). Impacts of compressed air energy storage plant on an electricity market with a large renewable energy portfolio. Energy, 57, 85–94. https://doi.org/10.1016/j.energy.2013.04.031
35 | Chen, H., Cong, T. N., Yang, W., Tan, C., Li, Y., & Ding, Y. (2009). Progress in electrical energy storage system: A critical review. Progress in Natural Science, 19(3), 291–312. https://doi.org/10.1016/j.pnsc.2008.07.014
36 | Kazempour, S. J., Moghaddam, M. P., Haghifam, M. R., & Yousefi, G. R. (2009). Electric energy storage systems in a market-based economy: Comparison of emerging and traditional technologies. Renewable Energy, 34(12), 2630–2639. https://doi.org/10.1016/j.renene.2009.04.027
37 | Kondoh, J., Ishii, I., Yamaguchi, H., Murata, A., Otani, K., Sakuta, K., Higuchi, N., Sekine, S., & Kamimoto, M. (2000a). Electrical energy storage systems for energy networks. Energy Conversion and Management, 41(17), 1863–1874. https://doi.org/10.1016/s0196-8904(00)00028-5
38 | International Renewable Energy Agency (IRENA). (2012). Electricity storage: Technology brief (E18). IRENA. https://www.irena.org/DocumentDownloads/Publications/IRENA-ETSAP%20Tech%20Brief%20E18%20Electricity-Storage.pdf
39 | Beaudin, M., Zareipour, H., Schellenberglabe, A., & Rosehart, W. (2010). Energy storage for mitigating the variability of renewable electricity sources: An updated review. Energy for Sustainable Development, 14(4), 302–314. https://doi.org/10.1016/j.esd.2010.09.007
40 | Kondoh, J., Ishii, I., Yamaguchi, H., Murata, A., Otani, K., Sakuta, K., Higuchi, N., Sekine, S., & Kamimoto, M. (2000b). Electrical energy storage systems for energy networks. Energy Conversion and Management, 41(17), 1863–1874. https://doi.org/10.1016/s0196-8904(00)00028-5
41 | RWE. (n.d.). Innovation Competition. Rwe.com. https://www.rwe.com/en/research-and-development/project-plans/innovation-competition/
42 | Global market insights. (2024, July). Energy Storage Systems Market ¦ Global Industry Report 2025. Global Market Insights Inc. https://www.gminsights.com/industry-analysis/energy-storage-systems-market
43 | Luo, X., Wang, J., Dooner, M., & Clarke, J. (2015). Overview of Current Development in Electrical Energy Storage Technologies and the Application Potential in Power System Operation. Applied Energy, 137(1), 511–536. https://doi.org/10.1016/j.apenergy.2014.09.081
44 | Zobaa, A. F., Ribeiro, P. F., Aleem, S. H. A., & Afifi, S. N. (Eds.). (2018). Energy storage at different voltage levels: technology, integration, and market aspects (Vol. 111). Energy Engineering.
45 | Li, C. (2023). A systematic evaluation of adiabatic‐compressed air energy storage (A‐CAES) based on generating side photovoltaic: A case study on western China. Energy Storage. https://doi.org/10.1002/est2.439
46 | IEA (2021), Hydropower Special Market Report, IEA
47 | Valdivia, P., Barraza, R., Saldivia, D., Gacitúa, L., Barrueto, A., & Estay, D. (2020). Assessment of a Compressed Air Energy Storage System using gas pipelines as storage devices in Chile. Renewable Energy, 147, 1251–1265. https://doi.org/10.1016/j.renene.2019.09.019
48 | World Energy Council. (2016). World Energy Resources E-storage: Shifting from cost to value Wind and solar applications. World Energy Council.
49 | World Bank . (2023). Guidelines to implement battery energy storage systems under public-private partnership structures. The World Bank.
50 | Kou, H. (2023, October 9). 2H 2023 Energy Storage Market Outlook. BloombergNEF. https://about.bnef.com/blog/2h-2023-energy-storage-market-outlook/
51 | ICRA Limited. (2023, August 17). Declining battery costs to boost adoption of battery energy storage projects [Press release]. ICRA. https://www.icra.in/CommonService/OpenMediaS3?Key=5ba39ab2-5420-448a-9fd9-c6556e173b92
52 | KPMG. (2023). Empowering the Energy Transition. KPMG. https://kpmg.com/us/en/articles/2023/enabling-empowering-energy-transition.html
53 | Alexa Capital. (2024). Investing in the Energy Storage Revolution. Alexa Capital.
54 | Martucci, B. (2024, June 4). Thermal and compressed air storage cheaper than lithium-ion batteries for 8-plus hour durations: BNEF. Utility Dive. https://www.utilitydive.com/news/thermal-and-compressed-air-storage-cheaper-than-lithium-ion-batteries-for-8/717990/
55 | Zahra Moradi‐Shahrbabak, & Morteza Jadidoleslam. (2023a). A new index for techno‐economical comparison of storage technologies considering effect of self‐discharge. IET, 17(7). https://doi.org/10.1049/rpg2.12704
56 | Augustine, C., & Blair, N. (n.d.). Storage Futures Study Storage Technology Modeling Input Data Report. National Renewable Energy Laboratory. NREL.
57 | RHO MOTION. (2023). Market and Technology Assessment of Grid-Scale Energy Storage required to Deliver Net Zero and the Implications for Battery Research in the UK. THE FARADAY INSTITUTION .
58 | Department for Business, Energy & Industrial Strategy. (2021, November 23). UK battery strategy [Policy paper]. GOV.UK. https://www.gov.uk/government/publications/uk-battery-strategy/uk-battery-strategy-html-version
59 | Department for Business, Energy & Industrial Strategy. (2022, August). Benefits of long-duration electricity storage [Report]. GOV.UK. https://assets.publishing.service.gov.uk/media/62e9794de90e07142da017ec/benefits-long-duration-electricity-storage.pdf
60 | Zahra Moradi‐Shahrbabak, & Morteza Jadidoleslam. (2023b). A new index for techno‐economical comparison of storage technologies considering effect of self‐discharge. IET, 17(7). https://doi.org/10.1049/rpg2.12704
61 | Gandiglio, M., Lanzini, A., & Santarelli, M. (2022). Assessment of different energy storage technologies in hydrogen based energy systems with renewable generation [Conference paper]. Chemical Engineering Transactions, 94, 355-360. https://www.cetjournal.it/cet/22/94/059.pdf
62 | Department for Business, Energy & Industrial Strategy. (2021, November 23). UK battery strategy [Policy paper]. GOV.UK. https://www.gov.uk/government/publications/uk-battery-strategy/uk-battery-strategy-html-version
63 | Xu, Y., Pei, J., Cui, L., Liu, P., & Ma, T. (2022). The Levelized Cost of Storage of Electrochemical Energy Storage Technologies in China. Frontiers in Energy Research, 10. https://doi.org/10.3389/fenrg.2022.873800
64 | Kabeyi, M. J. B., & Olanrewaju, O. A. (2023). The levelized cost of energy and modifications for use in electricity generation planning. Energy Reports, 9, 495–534. https://doi.org/10.1016/j.egyr.2023.06.036
65 | https://doi.org/10.1016/B978-0-12-818853-8.00007-
66 | National Renewable Energy Laboratory. (2023). Pumped storage hydropower [Data and analysis]. Annual Technology Baseline. https://atb.nrel.gov/electricity/2024/pumped_storage_hydropower
67 | Melnikov, V., Nesterenko, G., Potapenko, A., & Lebedev, D. (2018). Calculation of the Levelised Cost of Electrical Energy Storage for Short-Duration Application. LCOS Sensitivity Analysis. EAI Endorsed Transactions on Energy Web, 0(0), 155643. https://doi.org/10.4108/eai.13-7-2018.155643
68 | Libório, F., & Firmo, H. T. (2020). Pumped Hydroelectric Energy Storage in Brazil: Challenges and Opportunities. IOP Conference Series: Earth and Environmental Science, 503(1), 012031. https://doi.org/10.1088/1755-1315/503/1/012031
69 | Empresa de Pesquisa Energética. (2022). Capítulo 3: Expansão da oferta de energia elétrica [Relatório do Plano Decenal de Expansão de Energia 2031]. EPE. https://www.epe.gov.br/sites-en/publicacoes-dados-abertos/publicacoes/PublicacoesArquivos/publicacao-245/Relatorio_PDE2031_Cap03_EUS.pdf
70 | U.S. Inflation Calculator. (n.d.). U.S. inflation calculator. https://www.usinflationcalculator.com